## Modes A-F
in /home/bravel/commissioning/CRS, dosh pvs.sh ¦ xclip, then paste into appropriate column
|  |  |  | Mode A |  | Mode B |  | Mode C |  | Mode D |  | Mode E |  | Mode F
|  |  |  | M2 only, >9 keV |  | M2+M3, <7 keV M3=bare Si |  | M2+M3, <9 keV M3=bare Si |  | M3 only, >9 keV Rh/Pt |  | M3 only, < 9 keV bare Si |  | M3 only, < 7 keV bare Si |  | F.E. slit positions during commissioning
Instrument | PV | Alias | Description | RBV | REP | RBV | REP | RBV | REP | RBV | REP | RBV | REP | RBV | REP
Front end slits | FE:C06B-OP{Slt:12-Ax:X}size | fe_slits_hsize | horizontal size | [12 empty] | 6
| FE:C06B-OP{Slt:12-Ax:X}center | fe_slits_hcenter | horizontal center | [12 empty] | 1.1
| FE:C06B-OP{Slt:12-Ax:Y}size | fe_slits_vsize | vertical size | [12 empty] | 0.6
| FE:C06B-OP{Slt:12-Ax:Y}center | fe_slits_vcenter | vertical center | [12 empty] | 0.2
| FE:C06B-OP{Slt:1-Ax:Hrz}Mtr.VAL | fe_slits_horizontal1 | Slit 1 horizontal | [12 empty] | 2.0948
| FE:C06B-OP{Slt:1-Ax:Inc}Mtr.VAL | fe_slits_incline1 | Slit 1 incline | [12 empty] | 2.0671
| FE:C06B-OP{Slt:1-Ax:O}Mtr.VAL | fe_slits_o | Slit 1 X outboard | [12 empty] | 4.1
| FE:C06B-OP{Slt:1-Ax:T}Mtr.VAL | fe_slits_t | Slit 1 Y top | [12 empty] | 0.50004
| FE:C06B-OP{Slt:2-Ax:Hrz}Mtr.VAL | fe_slits_horizontal2 | Slit 2 horizontal | [12 empty] | -1.499
| FE:C06B-OP{Slt:2-Ax:Inc}Mtr.VAL | fe_slits_incline2 | Slit 2 incline | [12 empty] | -0.413
| FE:C06B-OP{Slt:2-Ax:I}Mtr.VAL | fe_slits_i | Slit 2 X inboard | [12 empty] | -1.9002
| FE:C06B-OP{Slt:2-Ax:B}Mtr.VAL | fe_slits_b | Slit 2 Y bottom | [12 empty] | -0.10008
Mirror M1 | XF:06BM-OP{Mir:M1-Ax:YU}Mtr | m1_yu | m1 us jack | -1.7334 | -9776 | -1.7334 | -9776 | -1.7334 | -9776 | -1.7332 | -9774 | -1.7332 | -9774 | -1.7332 | -9774
| XF:06BM-OP{Mir:M1-Ax:YDO}Mtr | m1_ydo | m1 ds/ob jack | -0.1033 | 27327 | -0.1033 | 27327 | -0.1033 | 27327 | -0.1033 | 27327 | -0.1033 | 27327 | -0.1033 | 27327
| XF:06BM-OP{Mir:M1-Ax:YDI}Mtr | m1_ydi | m1 ds/ib jack | 0.5299 | 24328 | 0.5299 | 24328 | 0.5299 | 24328 | 0.5298 | 24327 | 0.5299 | 24328 | 0.5299 | 24328
| XF:06BM-OP{Mir:M1-Ax:XU}Mtr | m1_xu | m1 us lateral | 0.4831 | 4831 | 0.4831 | 4831 | 0.4831 | 4831 | 0.4832 | 4832 | 0.4832 | 4832 | 0.4832 | 4832
| XF:06BM-OP{Mir:M1-Ax:XD}Mtr | m1_xd | m1 ds lateral | 2.1801 | 24800 | 2.1801 | 24800 | 2.1801 | 24800 | 2.1802 | 24801 | 2.1802 | 24801 | 2.1802 | 24801
DM1 filter assembly | XF:06BMA-BI{Fltr:01-Ax:Y1}Mtr | dm1_filters1 | assembly #1 | 55 | 550001 | 55 | 550000 | 55 | 550000 | 54.9999 | 549999 | 54.9999 | 549999 | 55 | 550000
| XF:06BMA-BI{Fltr:01-Ax:Y2}Mtr | dm1_filters2 | assembly #2 | 62.9999 | 629999 | 62.9999 | 629999 | 62.9999 | 629999 | 62.9996 | 629996 | 62.9996 | 629996 | 62.9996 | 629996
DCM | XF:06BMA-OP{Mono:DCM1-Ax:Bragg}Mtr | dcm_bragg | DCM Bragg | 5.6731 | -2209925 | 19.2388 | 503230 | 5.6731 | -2209924 | 8.1183 | -1720883 | 11.4027 | -1063990 | 19.2389 | 503233
| XF:06BMA-OP{Mono:DCM1-Ax:Bragg2}Mtr | dcm_bragg2 | Bragg 2ndenc. | 12.4335 | -857842 | 19.3487 | 525198 | 12.4337 | -857799 | 13.7836 | -587827 | 15.2804 | -288743 | 19.3418 | 523783
| XF:06BMA-OP{Mono:DCM1-Ax:P2}Mtr | dcm_pitch | 2ndxtal pitch | 5.477 | -1533 | 5.5282 | -1414 | 5.477 | -1533 | 5.4852 | -1514 | 5.5239 | -1424 | 5.5286 | -1413
| XF:06BMA-OP{Mono:DCM1-Ax:R2}Mtr | dcm_roll | 2ndxtal roll | -6.2601 | -38573 | -6.2601 | -38573 | -6.2601 | -38573 | -6.2601 | -38573 | -6.2601 | -38573 | -6.2601 | -38573
| XF:06BMA-OP{Mono:DCM1-Ax:Per2}Mtr | dcm_perp | 2ndxtal perp. | 10.4937 | -101690 | 11.3071 | -93556 | 10.4937 | -101690 | 10.5717 | -100910 | 10.7221 | -99406 | 11.3071 | -93556
| XF:06BMA-OP{Mono:DCM1-Ax:Par2}Mtr | dcm_para | 2ndxtal parallel | 154.242 | 878766 | 48.0221 | -183437 | 154.242 | 878766 | 108.719 | 423528 | 78.3709 | 120052 | 48.0221 | -183437
| XF:06BMA-OP{Mono:DCM1-Ax:X}Mtr | dcm_x | lateral trans. | -33.0025 | -330025 | -33.0024 | -330024 | -33.0025 | -330025 | -33.0026 | -330022 | -33.0026 | -330022 | -33.0026 | -330022
| XF:06BMA-OP{Mono:DCM1-Ax:Y}Mtr | dcm_y | vertical trans. | 0.0006 | 6 | 0.0006 | 6 | 0.0006 | 6 | 0.0006 | 6 | 0.0006 | 6 | 0.0006 | 6
DM2 slits | XF:06BMA-OP{Slt:01-Ax:O}Mtr | dm2_slits_o | outboard | 10.6641 | 65071 | 10.6639 | 65071 | 10.6639 | 65072 | 10.6639 | 65071 | 10.6639 | 65072 | 10.6641 | 65072
| XF:06BMA-OP{Slt:01-Ax:I}Mtr | dm2_slits_i | inboard | -7.3693 | -40042 | -7.3693 | -40044 | -7.3692 | -40042 | -7.3691 | -40042 | -7.3692 | -40043 | -7.3692 | -40043
| XF:06BMA-OP{Slt:01-Ax:T}Mtr | dm2_slits_t | top | 7.2953 | 37125 | 7.2952 | 37125 | 7.2953 | 37126 | 7.2954 | 37127 | 7.2953 | 37126 | 7.2954 | 37126
| XF:06BMA-OP{Slt:01-Ax:B}Mtr | dm2_slits_b | bottom | -4.0011 | -12509 | -4.0009 | -12509 | -4.0009 | -12510 | -4.0011 | -12510 | -4.0009 | -12510 | -4.0009 | -12510
DM2 screen/foils | XF:06BMA-BI{Diag:02-Ax:Y}Mtr | dm2_fs | vertical actuator | 32.9997 | -10573 | 32.9996 | -10574 | 32.9997 | -10573 | 73.0001 | 389431 | 73.0001 | 389431 | 73 | 389430
Mirror M2 | XF:06BMA-OP{Mir:M2-Ax:YU}Mtr | m2_yu | m2 us jack | -6.2262 | -55761 | -6.2262 | -55761 | -6.2262 | -55761 | 6 | 66500 | 6 | 66500 | 6 | 66500
| XF:06BMA-OP{Mir:M2-Ax:YDO}Mtr | m2_ydo | m2 ds/ob jack | -2.0722 | -29624 | -2.0722 | -29624 | -2.0722 | -29624 | 6 | 51098 | 6 | 51098 | 6 | 51098
| XF:06BMA-OP{Mir:M2-Ax:YDI}Mtr | m2_ydi | m2 ds/ib jack | -2.0722 | -23721 | -2.0722 | -23721 | -2.0722 | -23721 | 6 | 56998 | 6 | 56998 | 6 | 56998
| XF:06BMA-OP{Mir:M2-Ax:XU}Mtr | m2_xu | m2 us lateral | -0.4158 | -16348 | -0.4158 | -16348 | -0.4158 | -16348 | -0.4158 | -16348 | -0.4158 | -16348 | -0.4158 | -16348
| XF:06BMA-OP{Mir:M2-Ax:XD}Mtr | m2_xd | m2 ds lateral | -0.3847 | -31347 | -0.3847 | -31347 | -0.3847 | -31347 | -0.3847 | -31347 | -0.3847 | -31347 | -0.3847 | -31347
| XF:06BMA-OP{Mir:M2-Ax:Bend}Mtr | m2_bender | m2 bender | 190000 | 190000 | 190000 | 190000 | 190000 | 190000 | 0 | 0 | 0 | 0 | 0 | 0
Mirror M3 | XF:06BMA-OP{Mir:M3-Ax:YU}Mtr | m3_yu | m3 us jack | -1.4992 | 3208 | -4.9154 | 3208 | -6.3492 | -45292 | -1.1672 | 6528 | -1.1672 | 6528 | -0.6669 | 11531
| XF:06BMA-OP{Mir:M3-Ax:YDO}Mtr | m3_ydo | m3 ds/ob jack | -1.5013 | -11313 | -8.2511 | -11313 | -8.1509 | -77809 | 1.1673 | 15373 | 1.1673 | 15373 | 0.6671 | 10371
| XF:06BMA-OP{Mir:M3-Ax:YDI}Mtr | m3_ydi | m3 ds/ib jack | -1.5017 | -12617 | -8.2512 | -12617 | -8.1507 | -79107 | 1.1673 | 14073 | 1.1673 | 14073 | 0.6669 | 9069
| XF:06BMA-OP{Mir:M3-Ax:XU}Mtr | m3_xu | m3 us lateral | 15.0024 | 132223 | -15 | -167785 | -15 | -167858 | 15 | 132224 | -15 | -167779 | -15 | -167778
| XF:06BMA-OP{Mir:M3-Ax:XD}Mtr | m3_xd | m3 ds lateral | 15 | 114409 | -15.0018 | -185598 | -15 | -185624 | 15.0002 | 114422 | -15 | -185586 | -15.0006 | -185586
End station FS | XF:06BM-BI{FS:03-Ax:Y}Mtr | dm3_fs | fluo. screen | 33 | 288431 | -66.743 | -708892 | -48.1824 | -523391 | 27.1 | 189372 | 23.1 | 189372 | -1.2 | -53715
DM3 slits | XF:06BM-BI{Slt:02-Ax:O}Mtr | dm3_slits_o | dm3 outboard | -8.2496 | -91165 | -7.7001 | -85670 | -7.8003 | -86672 | -2.6001 | -34670 | -2.6001 | -34670 | -2.6001 | -34670
| XF:06BM-BI{Slt:02-Ax:I}Mtr | dm3_slits_i | dm3 inboard | 0.2395 | 42146 | 0.0908 | 40660 | 0.099 | 40742 | -2.4001 | 15751 | -2.4001 | 15751 | -2.4001 | 15751
| XF:06BM-BI{Slt:02-Ax:T}Mtr | dm3_slits_t | dm3 top | 6.8 | 58500 | 6.8 | 58500 | 6.8 | 58500 | 3.3045 | 23505 | 3.3045 | 23505 | 3.3045 | 23505
| XF:06BM-BI{Slt:02-Ax:B}Mtr | dm3_slits_b | dm3 bottom | -6.1003 | -34835 | -6.1003 | -34835 | -6.1003 | -34835 | -2.5001 | 1166 | -2.5001 | 1166 | -1.7001 | 9165
DM3 | XF:06BM-BI{Fltr:01-Ax:Y}Mtr | dm3_foils | foils actuator | 40.9998 | 437498 | 40.9998 | 437498 | 40.9998 | 437498 | 41.0001 | 437501 | 41.0001 | 437501 | 41.0001 | 437501
| XF:06BM-BI{BCT-Ax:Y}Mtr | dm3_bct | vertical stage | 43.7453 | 401607 | -59.5913 | -631720 | -28.5 |  | 46.1092 | 425265 | 46.1094 | 425267 | 19.5956 | 160131
| XF:06BM-BI{BPM:1-Ax:Y}Mtr | dm3_bpm | NanoBPM | -3.3653 | -3 | -3.3653 | -3 | -3.3653 | -3 | -3.3635 | 15 | -3.3635 | 15 | -3.3648 | 2
XAFS Table | XF:06BMA-BI{XAFS-Ax:Tbl_YU}Mtr | xafs_yu | xafs table us jack | 128 | 9990244 | 24.4104 | 4600216 | 50.9301 | 5980102 | 126 | 9886179 | 126 | 9886179 | 98 | 8429268
| XF:06BMA-BI{XAFS-Ax:Tbl_YDO}Mtr | xafs_ydo | xafs table ds/ob jack | 128 | 7544716 | 12.81 | 1551088 | 42.81 | 3112063 | 126 | 6243902 | 126 | 6243902 | 95.5 | 5853659
| XF:06BMA-BI{XAFS-Ax:Tbl_YDI}Mtr | xafs_ydi | xafs table ds/ib jack | 128 | 6347968 | 12.81 | 354340 | 42.81 | 1915315 | 126 | 7440650 | 126 | 7440650 | 95.5 | 4656911
| XF:06BMA-BI{XAFS-Ax:Tbl_XU}Mtr | xafs_xu | xafs table us lat | -4.6 | -332000 | -4.6 | -332000 | -4.6 | -332000 | -4.6 | -332000 | -4.6 | -332000 | -4.6 | -332000
| XF:06BMA-BI{XAFS-Ax:Tbl_XD}Mtr | xafs_xd | xafs table ds lat | 16.9 | 130000 | 16.9 | 130000 | 16.9 | 130000 | 16.9 | 130000 | 16.9 | 130000 | 16.9 | 130000
Note on B48: Normal operating position is 65 mm – fully out of beam
Note on E37: vert = -4.15 pitch = 3.225 lateral = -0.4 yaw = 0.124
Note on E43: Note M3 position. In this position, the downward defelected beam goes between the optic and the holder
Note on E46: Rh/Pt stripe
Note on G37: vert = -4.15 pitch = 3.225 lateral = -0.4 yaw = 0.124
Note on G43: vert = -6.583 pitch = -5.0
Note on G46: bare Si
Note on I37: vert = -4.15 pitch = 3.225 lateral = -0.4 yaw = 0.124
Note on I43: vert = -7.25 pitch = -3.5
Note on I46: bare Si
Note on K24: 14 keV
Note on K30: Si(111)
Note on K37: Note that raising M2 to vert=8 will clip the bottom of the beam in certain situations. vert=6 is safer.
Note on K43: 3.5 mRad
Note on K46: Rh/Pt stripe
Note on M24: 8 keV
Note on M30: Si(111)
Note on M37: Note that raising M2 to vert=8 will clip the bottom of the beam in certain situations. vert=6 is safer.
Note on M43: 3.5 mRad
Note on M46: Bare Si stripe
Note on O24: 6 keV
Note on O30: Si(111)
Note on O37: Note that raising M2 to vert=8 will clip the bottom of the beam in certain situations. vert=6 is safer.
Note on O43: 2.0 mRad, 5.0 mRad deflection
Note on O46: Bare Si

## Diagnostic Modules
DM1
| thickness of graphite | Filter assembly 1 | Filter assembly 2
Out of beam |  | 55 | 55
thinnest | 100 μm | -46.5
#2 | 200 μm | -20.5
#3 | 500 μm | 5.5
thickest | 1.7 mm | 31
neg limit |  | -52.6
neg soft limit |  | -52
DM2
position | value
Out of beam | 67
YAG | -1.5
Al foil | 33
Ni foil | 53
DM3
FS |  |  | BCT |  | DM3 foils
Mode | value |  | Mode | value | Foil | value
A | 33 |  | A | 25.5 | out of beam | 40
B | -66.743 |  | B | -42.6 | Al | -17.5
C | -48.1824 |  | C | -17.25 | Ni | 3
D | 27.1 |  | D | 46.1092
E | 27.1 |  | E | 46.1092
F | -1.2 |  | F | 19.5956
out of beam | 55

## DCM
PV | Alias | Description | Si(111) |  | Si(311)
XF:06BMA-OP{Mono:DCM1-Ax:P2}Mtr | dcm-pitch | 2ndxtal pitch | 5.5511 | -1362 | 4.0045 | -4958
XF:06BMA-OP{Mono:DCM1-Ax:R2}Mtr | dcm-roll | 2ndxtal roll | 8.7797 | -2703 | 7.1623 | -6620
XF:06BMA-OP{Mono:DCM1-Ax:R2}Mtr | dcm-roll | 2ndxtal roll | -6.2601 | -38573
XF:06BMA-OP{Mono:DCM1-Ax:X}Mtr | dcm-x | lateral trans. | -35.5 | -354999 | 33 | 330018
Note on B3: These values of 2ndXtal roll were using the encoder values

## F460
XF:06BM-BI{F460:1}Ana:Ai1 | 10.255
XF:06BM-BI{F460:1}Ana:Ai2 | 10.27
XF:06BM-BI{F460:1}Ana:Per | 0.0005
XF:06BM-BI{F460:1}Ana:Time-I | 0
XF:06BM-BI{F460:1}Ch0:Ana-I | 0
XF:06BM-BI{F460:1}Ch0:Gain-I | 0
XF:06BM-BI{F460:1}Ch0:Off-I | 0
XF:06BM-BI{F460:1}Ch0:R1:Gain-I | 1.0052
XF:06BM-BI{F460:1}Ch0:R1:Max-I | 1e-06
XF:06BM-BI{F460:1}Ch0:R1:Off-I | -2.2918
XF:06BM-BI{F460:1}Ch0:R2:Gain-I | 1.0051
XF:06BM-BI{F460:1}Ch0:R2:Max-I | 1e-05
XF:06BM-BI{F460:1}Ch0:R2:Off-I | -1.2087
XF:06BM-BI{F460:1}Ch0:R3:Gain-I | 1.0052
XF:06BM-BI{F460:1}Ch0:R3:Max-I | 0.0001
XF:06BM-BI{F460:1}Ch0:R3:Off-I | -2.8925
XF:06BM-BI{F460:1}Ch0:R4:Gain-I | 1.0052
XF:06BM-BI{F460:1}Ch0:R4:Max-I | 0.001
XF:06BM-BI{F460:1}Ch0:R4:Off-I | -1.3801
XF:06BM-BI{F460:1}Ch1:Ana-I | 0
XF:06BM-BI{F460:1}Ch1:Gain-I | 0
XF:06BM-BI{F460:1}Ch1:Off-I | 0
XF:06BM-BI{F460:1}Ch1:R1:Gain-I | 1.0052
XF:06BM-BI{F460:1}Ch1:R1:Max-I | 1e-06
XF:06BM-BI{F460:1}Ch1:R1:Off-I | 5.5113
XF:06BM-BI{F460:1}Ch1:R2:Gain-I | 1.0051
XF:06BM-BI{F460:1}Ch1:R2:Max-I | 1e-05
XF:06BM-BI{F460:1}Ch1:R2:Off-I | -0.6531
XF:06BM-BI{F460:1}Ch1:R3:Gain-I | 1.0052
XF:06BM-BI{F460:1}Ch1:R3:Max-I | 0.0001
XF:06BM-BI{F460:1}Ch1:R3:Off-I | -2.0189
XF:06BM-BI{F460:1}Ch1:R4:Gain-I | 1.0052
XF:06BM-BI{F460:1}Ch1:R4:Max-I | 0.001
XF:06BM-BI{F460:1}Ch1:R4:Off-I | -1.2254
XF:06BM-BI{F460:1}Ch2:Ana-I | 0
XF:06BM-BI{F460:1}Ch2:Gain-I | 0
XF:06BM-BI{F460:1}Ch2:Off-I | 0
XF:06BM-BI{F460:1}Ch2:R1:Gain-I | 1.0052
XF:06BM-BI{F460:1}Ch2:R1:Max-I | 1e-06
XF:06BM-BI{F460:1}Ch2:R1:Off-I | -23.027
XF:06BM-BI{F460:1}Ch2:R2:Gain-I | 1.0051
XF:06BM-BI{F460:1}Ch2:R2:Max-I | 1e-05
XF:06BM-BI{F460:1}Ch2:R2:Off-I | -4.0757
XF:06BM-BI{F460:1}Ch2:R3:Gain-I | 1.0052
XF:06BM-BI{F460:1}Ch2:R3:Max-I | 0.0001
XF:06BM-BI{F460:1}Ch2:R3:Off-I | -6.3595
XF:06BM-BI{F460:1}Ch2:R4:Gain-I | 1.0052
XF:06BM-BI{F460:1}Ch2:R4:Max-I | 0.001
XF:06BM-BI{F460:1}Ch2:R4:Off-I | -4.3457
XF:06BM-BI{F460:1}Ch3:Ana-I | 0
XF:06BM-BI{F460:1}Ch3:Gain-I | 0
XF:06BM-BI{F460:1}Ch3:Off-I | 0
XF:06BM-BI{F460:1}Ch3:R1:Gain-I | 1.0052
XF:06BM-BI{F460:1}Ch3:R1:Max-I | 1e-06
XF:06BM-BI{F460:1}Ch3:R1:Off-I | 12.738
XF:06BM-BI{F460:1}Ch3:R2:Gain-I | 1.0051
XF:06BM-BI{F460:1}Ch3:R2:Max-I | 1e-05
XF:06BM-BI{F460:1}Ch3:R2:Off-I | -0.29102
XF:06BM-BI{F460:1}Ch3:R3:Gain-I | 1.0052
XF:06BM-BI{F460:1}Ch3:R3:Max-I | 0.0001
XF:06BM-BI{F460:1}Ch3:R3:Off-I | -1.3899
XF:06BM-BI{F460:1}Ch3:R4:Gain-I | 1.0052
XF:06BM-BI{F460:1}Ch3:R4:Max-I | 0.001
XF:06BM-BI{F460:1}Ch3:R4:Off-I | -0.85949
XF:06BM-BI{F460:1}Cur:I0-I | 8.1921e-11
XF:06BM-BI{F460:1}Cur:I1-I | 6.1817e-09
XF:06BM-BI{F460:1}Cur:I2-I | -8.139e-09
XF:06BM-BI{F460:1}Cur:I3-I | 4.2612e-09
XF:06BM-BI{F460:1}Cur:Per | 0.05
XF:06BM-BI{F460:1}Cur:Time-I | 0
XF:06BM-BI{F460:1}HiVo-I | 0
XF:06BM-BI{F460:1}HiVoSup-I | 2000
XF:06BM-BI{F460:1}HiVoVolRbv-I | -1.9691
XF:06BM-BI{F460:1}Per-I | 0.05
XF:06BM-BI{F460:1}Pid:An1-I | 0
XF:06BM-BI{F460:1}Pid:DacHi-I | 0
XF:06BM-BI{F460:1}Pid:DacLo-I | -113
XF:06BM-BI{F460:1}Pid:FolErr-I | 0
XF:06BM-BI{F460:1}Pid:Hi-I | 0
XF:06BM-BI{F460:1}Pid:InitV-I | 0
XF:06BM-BI{F460:1}Pid:Ki-I | 1
XF:06BM-BI{F460:1}Pid:Kp-I | 1
XF:06BM-BI{F460:1}Pid:Lo-I | -10
XF:06BM-BI{F460:1}Pid:Proc:Diff-I | 0
XF:06BM-BI{F460:1}Pid:Proc:Meas-I | 0
XF:06BM-BI{F460:1}Pid:Proc:Tgt-I | 0
XF:06BM-BI{F460:1}Pid:Rate-I | 0.001
XF:06BM-BI{F460:1}Pid:Ref-I | 1
XF:06BM-BI{F460:1}Pid:Sig-I | 0
XF:06BM-BI{F460:1}Pid:Ts-I | 0
XF:06BM-BI{F460:1}Pid:TsNum-I | 0
XF:06BM-BI{F460:1}Pid:Volts-I | 0
XF:06BM-BI{F460:1}Sen:I0-I | 0
XF:06BM-BI{F460:1}Sen:I1-I | 0
XF:06BM-BI{F460:1}Sen:I2-I | 0
XF:06BM-BI{F460:1}Sen:I3-I | 0
XF:06BM-BI{F460:1}Sen:Per | 0.0005
XF:06BM-BI{F460:1}Sen:Time-I | 0
XF:06BM-BI{F460:1}Timeout-I | 19
XF:06BM-BI{F460:2}Ana:Ai1 | 9.5769
XF:06BM-BI{F460:2}Ana:Ai2 | 9.6025
XF:06BM-BI{F460:2}Ana:Per | 0.0005
XF:06BM-BI{F460:2}Ana:Time-I | 4.955
XF:06BM-BI{F460:2}Ch0:Ana-I | 0
XF:06BM-BI{F460:2}Ch0:Gain-I | 1
XF:06BM-BI{F460:2}Ch0:Off-I | 0
XF:06BM-BI{F460:2}Ch0:R1:Gain-I | 1.005
XF:06BM-BI{F460:2}Ch0:R1:Max-I | 1e-06
XF:06BM-BI{F460:2}Ch0:R1:Off-I | 2.8512
XF:06BM-BI{F460:2}Ch0:R2:Gain-I | 1.0049
XF:06BM-BI{F460:2}Ch0:R2:Max-I | 1e-05
XF:06BM-BI{F460:2}Ch0:R2:Off-I | -0.95357
XF:06BM-BI{F460:2}Ch0:R3:Gain-I | 1.0046
XF:06BM-BI{F460:2}Ch0:R3:Max-I | 0.0001
XF:06BM-BI{F460:2}Ch0:R3:Off-I | 0.030552
XF:06BM-BI{F460:2}Ch0:R4:Gain-I | 1.0045
XF:06BM-BI{F460:2}Ch0:R4:Max-I | 0.001
XF:06BM-BI{F460:2}Ch0:R4:Off-I | -1.5954
XF:06BM-BI{F460:2}Ch1:Ana-I | 0
XF:06BM-BI{F460:2}Ch1:Gain-I | 1
XF:06BM-BI{F460:2}Ch1:Off-I | 0
XF:06BM-BI{F460:2}Ch1:R1:Gain-I | 1.0048
XF:06BM-BI{F460:2}Ch1:R1:Max-I | 1e-06
XF:06BM-BI{F460:2}Ch1:R1:Off-I | 15.846
XF:06BM-BI{F460:2}Ch1:R2:Gain-I | 1.0048
XF:06BM-BI{F460:2}Ch1:R2:Max-I | 1e-05
XF:06BM-BI{F460:2}Ch1:R2:Off-I | -2.2637
XF:06BM-BI{F460:2}Ch1:R3:Gain-I | 1.0046
XF:06BM-BI{F460:2}Ch1:R3:Max-I | 0.0001
XF:06BM-BI{F460:2}Ch1:R3:Off-I | -2.9267
XF:06BM-BI{F460:2}Ch1:R4:Gain-I | 1.0044
XF:06BM-BI{F460:2}Ch1:R4:Max-I | 0.001
XF:06BM-BI{F460:2}Ch1:R4:Off-I | -1.6801
XF:06BM-BI{F460:2}Ch2:Ana-I | 0
XF:06BM-BI{F460:2}Ch2:Gain-I | 1
XF:06BM-BI{F460:2}Ch2:Off-I | 0
XF:06BM-BI{F460:2}Ch2:R1:Gain-I | 1.0049
XF:06BM-BI{F460:2}Ch2:R1:Max-I | 1e-06
XF:06BM-BI{F460:2}Ch2:R1:Off-I | 16.584
XF:06BM-BI{F460:2}Ch2:R2:Gain-I | 1.0048
XF:06BM-BI{F460:2}Ch2:R2:Max-I | 1e-05
XF:06BM-BI{F460:2}Ch2:R2:Off-I | -0.66686
XF:06BM-BI{F460:2}Ch2:R3:Gain-I | 1.0046
XF:06BM-BI{F460:2}Ch2:R3:Max-I | 0.0001
XF:06BM-BI{F460:2}Ch2:R3:Off-I | -0.93868
XF:06BM-BI{F460:2}Ch2:R4:Gain-I | 1.0045
XF:06BM-BI{F460:2}Ch2:R4:Max-I | 0.001
XF:06BM-BI{F460:2}Ch2:R4:Off-I | 0.28206
XF:06BM-BI{F460:2}Ch3:Ana-I | 0
XF:06BM-BI{F460:2}Ch3:Gain-I | 1
XF:06BM-BI{F460:2}Ch3:Off-I | 0
XF:06BM-BI{F460:2}Ch3:R1:Gain-I | 1.0054
XF:06BM-BI{F460:2}Ch3:R1:Max-I | 1e-06
XF:06BM-BI{F460:2}Ch3:R1:Off-I | 1.1812
XF:06BM-BI{F460:2}Ch3:R2:Gain-I | 1.0053
XF:06BM-BI{F460:2}Ch3:R2:Max-I | 1e-05
XF:06BM-BI{F460:2}Ch3:R2:Off-I | -1.1164
XF:06BM-BI{F460:2}Ch3:R3:Gain-I | 1.0046
XF:06BM-BI{F460:2}Ch3:R3:Max-I | 0.0001
XF:06BM-BI{F460:2}Ch3:R3:Off-I | -3.2362
XF:06BM-BI{F460:2}Ch3:R4:Gain-I | 1.0045
XF:06BM-BI{F460:2}Ch3:R4:Max-I | 0.001
XF:06BM-BI{F460:2}Ch3:R4:Off-I | -0.793
XF:06BM-BI{F460:2}Cur:I0-I | 1.9024e-08
XF:06BM-BI{F460:2}Cur:I1-I | -9.5679e-09
XF:06BM-BI{F460:2}Cur:I2-I | -1.1631e-09
XF:06BM-BI{F460:2}Cur:I3-I | 1.027e-08
XF:06BM-BI{F460:2}Cur:Per | 0.0005
XF:06BM-BI{F460:2}Cur:Time-I | 0.093
XF:06BM-BI{F460:2}HiVo-I | 200
XF:06BM-BI{F460:2}HiVoSup-I | 2000
XF:06BM-BI{F460:2}HiVoVolRbv-I | 199.49
XF:06BM-BI{F460:2}Per-I | 0.0005
XF:06BM-BI{F460:2}Pid:An1-I | 9.5784
XF:06BM-BI{F460:2}Pid:DacHi-I | 0
XF:06BM-BI{F460:2}Pid:DacLo-I | -113
XF:06BM-BI{F460:2}Pid:FolErr-I | 0
XF:06BM-BI{F460:2}Pid:Hi-I | 0
XF:06BM-BI{F460:2}Pid:InitV-I | 0
XF:06BM-BI{F460:2}Pid:Ki-I | 1
XF:06BM-BI{F460:2}Pid:Kp-I | 1
XF:06BM-BI{F460:2}Pid:Lo-I | -10
XF:06BM-BI{F460:2}Pid:Proc:Diff-I | 0
XF:06BM-BI{F460:2}Pid:Proc:Meas-I | 2.8833e-08
XF:06BM-BI{F460:2}Pid:Proc:Tgt-I | 2.8833e-08
XF:06BM-BI{F460:2}Pid:Rate-I | 0.001
XF:06BM-BI{F460:2}Pid:Ref-I | 1
XF:06BM-BI{F460:2}Pid:Sig-I | 0
XF:06BM-BI{F460:2}Pid:Ts-I | 4761600
XF:06BM-BI{F460:2}Pid:TsNum-I | 0
XF:06BM-BI{F460:2}Pid:Volts-I | 0
XF:06BM-BI{F460:2}Sen:I0-I | 2.8343e-08
XF:06BM-BI{F460:2}Sen:I1-I | -7.401e-10
XF:06BM-BI{F460:2}Sen:I2-I | -1.4084e-09
XF:06BM-BI{F460:2}Sen:I3-I | 2.0325e-08
XF:06BM-BI{F460:2}Sen:Per | 0.0005
XF:06BM-BI{F460:2}Sen:Time-I | 4.991
XF:06BM-BI{F460:2}Timeout-I | 19
XF:06BM-BI{F460:1}Ch0:Ana-SP | 1
XF:06BM-BI{F460:1}Ch0:Gain-SP | 1.0052
XF:06BM-BI{F460:1}Ch0:Off-SP | 0
XF:06BM-BI{F460:1}Ch1:Ana-SP | 0
XF:06BM-BI{F460:1}Ch1:Gain-SP | 1000
XF:06BM-BI{F460:1}Ch1:Off-SP | 0.001
XF:06BM-BI{F460:1}Ch2:Ana-SP | 0
XF:06BM-BI{F460:1}Ch2:Gain-SP | 0
XF:06BM-BI{F460:1}Ch2:Off-SP | 0
XF:06BM-BI{F460:1}Ch3:Ana-SP | 0
XF:06BM-BI{F460:1}Ch3:Gain-SP | 0
XF:06BM-BI{F460:1}Ch3:Off-SP | 0
XF:06BM-BI{F460:1}HiVo-SP | 200
XF:06BM-BI{F460:1}Per-SP | 0.05
XF:06BM-BI{F460:1}Pid:DacHi-SP | 0
XF:06BM-BI{F460:1}Pid:DacLo-SP | 0
XF:06BM-BI{F460:1}Pid:Hi-SP | 0
XF:06BM-BI{F460:1}Pid:Ki-SP | 0
XF:06BM-BI{F460:1}Pid:Kp-SP | 0
XF:06BM-BI{F460:1}Pid:Lo-SP | 0
XF:06BM-BI{F460:1}Pid:Rate-SP | 0
XF:06BM-BI{F460:1}Pid:Ref-SP | 0
XF:06BM-BI{F460:1}Pid:Sig-SP | 0
XF:06BM-BI{F460:1}Timeout-SP | 0
XF:06BM-BI{F460:2}Ch0:Ana-SP | 0
XF:06BM-BI{F460:2}Ch0:Gain-SP | 0
XF:06BM-BI{F460:2}Ch0:Off-SP | 0
XF:06BM-BI{F460:2}Ch1:Ana-SP | 0
XF:06BM-BI{F460:2}Ch1:Gain-SP | 0
XF:06BM-BI{F460:2}Ch1:Off-SP | 0
XF:06BM-BI{F460:2}Ch2:Ana-SP | 0
XF:06BM-BI{F460:2}Ch2:Gain-SP | 0
XF:06BM-BI{F460:2}Ch2:Off-SP | 0
XF:06BM-BI{F460:2}Ch3:Ana-SP | 0
XF:06BM-BI{F460:2}Ch3:Gain-SP | 0
XF:06BM-BI{F460:2}Ch3:Off-SP | 0
XF:06BM-BI{F460:2}HiVo-SP | 200
XF:06BM-BI{F460:2}Per-SP | 0
XF:06BM-BI{F460:2}Pid:DacHi-SP | 0
XF:06BM-BI{F460:2}Pid:DacLo-SP | 0
XF:06BM-BI{F460:2}Pid:Hi-SP | 0
XF:06BM-BI{F460:2}Pid:Ki-SP | 0
XF:06BM-BI{F460:2}Pid:Kp-SP | 0
XF:06BM-BI{F460:2}Pid:Lo-SP | 0
XF:06BM-BI{F460:2}Pid:Rate-SP | 0
XF:06BM-BI{F460:2}Pid:Ref-SP | 0
XF:06BM-BI{F460:2}Pid:Sig-SP | 0
XF:06BM-BI{F460:2}Timeout-SP | 0
XF:06BM-BI{F460:1}HiVoEn-I | Enabled
XF:06BM-BI{F460:1}Pid:Enable-I | PID | off
XF:06BM-BI{F460:1}Pid:Enabled-I | Illegal_Value
XF:06BM-BI{F460:1}Pid:HiDac-I | Normal
XF:06BM-BI{F460:1}Pid:LowDac-I | Normal
XF:06BM-BI{F460:1}Pid:LowI-I | Normal
XF:06BM-BI{F460:1}Pid:Prof-I | Profile | off
XF:06BM-BI{F460:1}TrigPol-I | Rising
XF:06BM-BI{F460:2}HiVoEn-I | Enabled
XF:06BM-BI{F460:2}Pid:Enable-I | PID | off
XF:06BM-BI{F460:2}Pid:Enabled-I
XF:06BM-BI{F460:2}Pid:HiDac-I | Normal
XF:06BM-BI{F460:2}Pid:LowDac-I | Normal
XF:06BM-BI{F460:2}Pid:LowI-I | Normal
XF:06BM-BI{F460:2}Pid:Prof-I | Profile | off
XF:06BM-BI{F460:2}TrigPol-I | Rising
XF:06BM-BI{F460:1}Ch0:RdComp | Read
XF:06BM-BI{F460:1}Ch0:RdMax | Read
XF:06BM-BI{F460:1}Ch0:RdRange | Read
XF:06BM-BI{F460:1}Ch1:RdComp | Read
XF:06BM-BI{F460:1}Ch1:RdMax | Read
XF:06BM-BI{F460:1}Ch1:RdRange | Read
XF:06BM-BI{F460:1}Ch2:RdComp | Read
XF:06BM-BI{F460:1}Ch2:RdMax | Read
XF:06BM-BI{F460:1}Ch2:RdRange | Read
XF:06BM-BI{F460:1}Ch3:RdComp | Read
XF:06BM-BI{F460:1}Ch3:RdMax | Read
XF:06BM-BI{F460:1}Ch3:RdRange | Read
XF:06BM-BI{F460:1}Cmd:Abort | Abort
XF:06BM-BI{F460:1}Cmd:AckErr | Acknowledge | error
XF:06BM-BI{F460:1}Cmd:ExtSrc | Set | ext | source
XF:06BM-BI{F460:1}Cmd:HiVoEn | Enabled
XF:06BM-BI{F460:1}Cmd:Init | Init
XF:06BM-BI{F460:1}Cmd:RdAna | Read | analog
XF:06BM-BI{F460:1}Cmd:RdCur | Read | current
XF:06BM-BI{F460:1}Cmd:RdIDN | Read | version
XF:06BM-BI{F460:1}Cmd:RdSen | Read | sensor
XF:06BM-BI{F460:1}Cmd:Recall | Recall
XF:06BM-BI{F460:1}Cmd:Reset | Reset
XF:06BM-BI{F460:1}Cmd:Save | Save
XF:06BM-BI{F460:1}Cmd:WrtComp | Write
XF:06BM-BI{F460:1}Pid:Cmd:Rd | Read | PID
XF:06BM-BI{F460:1}Pid:Enable-Out | PID | off
XF:06BM-BI{F460:1}Pid:Prof-SP | Profile | off
XF:06BM-BI{F460:1}TrigPol-SP | Rising
XF:06BM-BI{F460:2}Ch0:RdComp | Read
XF:06BM-BI{F460:2}Ch0:RdMax | Read
XF:06BM-BI{F460:2}Ch0:RdRange | Read
XF:06BM-BI{F460:2}Ch1:RdComp | Read
XF:06BM-BI{F460:2}Ch1:RdMax | Read
XF:06BM-BI{F460:2}Ch1:RdRange | Read
XF:06BM-BI{F460:2}Ch2:RdComp | Read
XF:06BM-BI{F460:2}Ch2:RdMax | Read
XF:06BM-BI{F460:2}Ch2:RdRange | Read
XF:06BM-BI{F460:2}Ch3:RdComp | Read
XF:06BM-BI{F460:2}Ch3:RdMax | Read
XF:06BM-BI{F460:2}Ch3:RdRange | Read
XF:06BM-BI{F460:2}Cmd:Abort | Abort
XF:06BM-BI{F460:2}Cmd:AckErr | Acknowledge | error
XF:06BM-BI{F460:2}Cmd:ExtSrc | Set | ext | source
XF:06BM-BI{F460:2}Cmd:HiVoEn | Enabled
XF:06BM-BI{F460:2}Cmd:Init | Init
XF:06BM-BI{F460:2}Cmd:RdAna | Read | analog
XF:06BM-BI{F460:2}Cmd:RdCur | Read | current
XF:06BM-BI{F460:2}Cmd:RdIDN | Read | version
XF:06BM-BI{F460:2}Cmd:RdSen | Read | sensor
XF:06BM-BI{F460:2}Cmd:Recall | Recall
XF:06BM-BI{F460:2}Cmd:Reset | Reset
XF:06BM-BI{F460:2}Cmd:Save | Save
XF:06BM-BI{F460:2}Cmd:WrtComp | Write
XF:06BM-BI{F460:2}Pid:Cmd:Rd | Read | PID
XF:06BM-BI{F460:2}Pid:Enable-Out | PID | off
XF:06BM-BI{F460:2}Pid:Prof-SP | Profile | off
XF:06BM-BI{F460:2}TrigPol-SP | Rising
XF:06BM-BI{F460:1}DB:WrtComp_ | 0
XF:06BM-BI{F460:1}DigCalc1 | 4
XF:06BM-BI{F460:1}DigCalc2 | 0
XF:06BM-BI{F460:1}Pid:Cmd:Lim | 0
XF:06BM-BI{F460:1}Pid:WrDaclim | 0
XF:06BM-BI{F460:2}DB:WrtComp_ | 0
XF:06BM-BI{F460:2}DigCalc1 | 4
XF:06BM-BI{F460:2}DigCalc2 | 1
XF:06BM-BI{F460:2}Pid:Cmd:Lim | 0
XF:06BM-BI{F460:2}Pid:WrDaclim | 0
XF:06BM-BI{F460:1}Ana:BAi1-I | 12 | 10.255 | 10.255 | 10.255 | 10.255 | 10.255 | 10.255 | 10.255 | 10.255 | 10.255 | 10.255 | 10.255 | 10.255
XF:06BM-BI{F460:1}Ana:BAi2-I | 12 | 10.27 | 10.27 | 10.27 | 10.27 | 10.27 | 10.27 | 10.27 | 10.27 | 10.27 | 10.27 | 10.27 | 10.27
XF:06BM-BI{F460:1}Ana:BNum-I | 12 | 0 | 0 | 0 | 0 | 0 | 0 | 0 | 0 | 0 | 0 | 0 | 0
XF:06BM-BI{F460:1}Ana:BPer-I | 12 | 0.0005 | 0.0005 | 0.0005 | 0.0005 | 0.0005 | 0.0005 | 0.0005 | 0.0005 | 0.0005 | 0.0005 | 0.0005 | 0.0005
XF:06BM-BI{F460:1}Ana:BTime | 12 | 0 | 0 | 0 | 0 | 0 | 0 | 0 | 0 | 0 | 0 | 0 | 0
XF:06BM-BI{F460:1}BErrors-I | 12 | -113 | -10 | 1 | 19 | -401 | 0 | 0 | 5 | 1 | 5 | 5 | 5
XF:06BM-BI{F460:1}Cur:BI0-I | 12 | 8.3006e-11 | 8.2839e-11 | 8.2777e-11 | 8.1528e-11 | 8.2662e-11 | 8.3572e-11 | 8.489e-11 | 8.3896e-11 | 8.2012e-11 | 8.0897e-11 | 8.29e-11 | 8.0797e-11
XF:06BM-BI{F460:1}Cur:BI1-I | 12 | 6.3068e-09 | 6.0737e-09 | 6.6921e-09 | 5.7007e-09 | 5.6393e-09 | 6.6627e-09 | 6.6038e-09 | 5.87e-09 | 6.1792e-09 | 5.3276e-09 | 6.513e-09 | 5.9829e-09
XF:06BM-BI{F460:1}Cur:BI2-I | 12 | -7.2948e-09 | -7.6015e-09 | -7.4862e-09 | -8.5513e-09 | -8.3206e-09 | -7.5942e-09 | -7.5377e-09 | -8.5415e-09 | -7.7635e-09 | -8.0482e-09 | -8.2175e-09 | -7.9966e-09
XF:06BM-BI{F460:1}Cur:BI3-I | 12 | 4.8625e-09 | 4.433e-09 | 3.4611e-09 | 3.9372e-09 | 4.8526e-09 | 4.5041e-09 | 4.5311e-09 | 4.2882e-09 | 4.4551e-09 | 4.136e-09 | 3.9078e-09 | 3.9593e-09
XF:06BM-BI{F460:1}Cur:BNum-I | 12 | 0 | 0 | 0 | 0 | 0 | 0 | 0 | 0 | 0 | 0 | 0 | 0
XF:06BM-BI{F460:1}Cur:BPer-I | 12 | 0.05 | 0.05 | 0.05 | 0.05 | 0.05 | 0.05 | 0.05 | 0.05 | 0.05 | 0.05 | 0.05 | 0.05
XF:06BM-BI{F460:1}Cur:BTime-I | 12 | 0 | 0 | 0 | 0 | 0 | 0 | 0 | 0 | 0 | 0 | 0 | 0
XF:06BM-BI{F460:1}Sen:BI0-I | 12 | 0 | 0 | 0 | 0 | 0 | 0 | 0 | 0 | 0 | 0 | 0 | 0
XF:06BM-BI{F460:1}Sen:BI1-I | 12 | 0 | 0 | 0 | 0 | 0 | 0 | 0 | 0 | 0 | 0 | 0 | 0
XF:06BM-BI{F460:1}Sen:BI2-I | 12 | 0 | 0 | 0 | 0 | 0 | 0 | 0 | 0 | 0 | 0 | 0 | 0
XF:06BM-BI{F460:1}Sen:BI3-I | 12 | 0 | 0 | 0 | 0 | 0 | 0 | 0 | 0 | 0 | 0 | 0 | 0
XF:06BM-BI{F460:1}Sen:BNum-I | 12 | 0 | 0 | 0 | 0 | 0 | 0 | 0 | 0 | 0 | 0 | 0 | 0
XF:06BM-BI{F460:1}Sen:BPer-I | 12 | 0.0005 | 0.0005 | 0.0005 | 0.0005 | 0.0005 | 0.0005 | 0.0005 | 0.0005 | 0.0005 | 0.0005 | 0.0005 | 0.0005
XF:06BM-BI{F460:1}Sen:BTime-I | 12 | 0 | 0 | 0 | 0 | 0 | 0 | 0 | 0 | 0 | 0 | 0 | 0
XF:06BM-BI{F460:2}Ana:BAi1-I | 12 | 9.5769 | 0 | 0 | 0 | 0 | 0 | 0 | 0 | 0 | 0 | 0 | 0
XF:06BM-BI{F460:2}Ana:BAi2-I | 12 | 9.6025 | 0 | 0 | 0 | 0 | 0 | 0 | 0 | 0 | 0 | 0 | 0
XF:06BM-BI{F460:2}Ana:BNum-I | 12 | 182 | 0 | 0 | 0 | 0 | 0 | 0 | 0 | 0 | 0 | 0 | 0
XF:06BM-BI{F460:2}Ana:BPer-I | 12 | 0.0005 | 0 | 0 | 0 | 0 | 0 | 0 | 0 | 0 | 0 | 0 | 0
XF:06BM-BI{F460:2}Ana:BTime | 12 | 4.955 | 0 | 0 | 0 | 0 | 0 | 0 | 0 | 0 | 0 | 0 | 0
XF:06BM-BI{F460:2}BErrors-I | 12 | 0 | 0 | 0 | 0 | 5 | -113 | -10 | 1 | 19 | 0 | 0 | 0
XF:06BM-BI{F460:2}Cur:BI0-I | 12 | 2.1231e-08 | 1.9514e-08 | 1.8533e-08 | 2.1231e-08 | 2.4174e-08 | 1.9024e-08 | 2.8588e-08 | 1.9024e-08 | 3.2757e-08 | 3.5455e-08 | 2.025e-08 | 2.1231e-08
XF:06BM-BI{F460:2}Cur:BI1-I | 12 | -1.766e-08 | -4.4184e-09 | -1.1284e-08 | -1.1039e-08 | -9.5679e-09 | -1.1284e-08 | -2.2114e-09 | -5.3992e-09 | 9.7642e-10 | 6.3712e-09 | -1.153e-08 | -9.8131e-09
XF:06BM-BI{F460:2}Cur:BI2-I | 12 | -9.0112e-09 | -4.3514e-09 | -6.0682e-09 | -9.0112e-09 | -4.5967e-09 | -1.0483e-08 | 7.6659e-09 | -3.3704e-09 | 6.6849e-09 | 5.2134e-09 | -1.6536e-09 | -5.5777e-09
XF:06BM-BI{F460:2}Cur:BI3-I | 12 | 7.8174e-09 | 2.3513e-08 | 1.7382e-08 | 1.1006e-08 | 1.5665e-08 | 1.2477e-08 | 2.057e-08 | 1.9835e-08 | 2.5721e-08 | 2.5475e-08 | 1.076e-08 | 1.3213e-08
XF:06BM-BI{F460:2}Cur:BNum-I | 12 | 186 | 186 | 186 | 186 | 186 | 186 | 186 | 186 | 186 | 188 | 186 | 184
XF:06BM-BI{F460:2}Cur:BPer-I | 12 | 0.0005 | 0.0005 | 0.0005 | 0.0005 | 0.0005 | 0.0005 | 0.0005 | 0.0005 | 0.0005 | 0.0005 | 0.0005 | 0.0005
XF:06BM-BI{F460:2}Cur:BTime-I | 12 | 0.093 | 0.093 | 0.093 | 0.093 | 0.093 | 0.093 | 0.093 | 0.093 | 0.093 | 0.094 | 0.093 | 0.092
XF:06BM-BI{F460:2}Sen:BI0-I | 12 | 2.8343e-08 | 0 | 0 | 0 | 0 | 0 | 0 | 0 | 0 | 0 | 0 | 0
XF:06BM-BI{F460:2}Sen:BI1-I | 12 | -7.401e-10 | 0 | 0 | 0 | 0 | 0 | 0 | 0 | 0 | 0 | 0 | 0
XF:06BM-BI{F460:2}Sen:BI2-I | 12 | -1.4084e-09 | 0 | 0 | 0 | 0 | 0 | 0 | 0 | 0 | 0 | 0 | 0
XF:06BM-BI{F460:2}Sen:BI3-I | 12 | 2.0325e-08 | 0 | 0 | 0 | 0 | 0 | 0 | 0 | 0 | 0 | 0 | 0
XF:06BM-BI{F460:2}Sen:BNum-I | 12 | 254 | 0 | 0 | 0 | 0 | 0 | 0 | 0 | 0 | 0 | 0 | 0
XF:06BM-BI{F460:2}Sen:BPer-I | 12 | 0.0005 | 0 | 0 | 0 | 0 | 0 | 0 | 0 | 0 | 0 | 0 | 0
XF:06BM-BI{F460:2}Sen:BTime-I | 12 | 4.991 | 0 | 0 | 0 | 0 | 0 | 0 | 0 | 0 | 0 | 0 | 0
XF:06BM-BI{F460:1}Cmd:RdComp | 0
XF:06BM-BI{F460:2}Cmd:RdComp | 0
XF:06BM-BI{F460:1}Ana:TrigCnt-I | 0
XF:06BM-BI{F460:1}BufSz-I | 1
XF:06BM-BI{F460:1}Burst-I | 0
XF:06BM-BI{F460:1}Cur:TrigCnt-I | 0
XF:06BM-BI{F460:1}DigStat-I | 4
XF:06BM-BI{F460:1}ErrCode-Sts | 5
XF:06BM-BI{F460:1}ErrCount-I | 0
XF:06BM-BI{F460:1}Pid:Npt-I | 0
XF:06BM-BI{F460:1}Sen:TrigCnt-I | 0
XF:06BM-BI{F460:2}Ana:TrigCnt-I | 182
XF:06BM-BI{F460:2}BufSz-I | 0
XF:06BM-BI{F460:2}Burst-I | 0
XF:06BM-BI{F460:2}Cur:TrigCnt-I | 186
XF:06BM-BI{F460:2}DigStat-I | 65540
XF:06BM-BI{F460:2}ErrCode-Sts | 0
XF:06BM-BI{F460:2}ErrCount-I | 50
XF:06BM-BI{F460:2}Pid:Npt-I | 0
XF:06BM-BI{F460:2}Sen:TrigCnt-I | 254
XF:06BM-BI{F460:1}BufSz-SP | 1
XF:06BM-BI{F460:1}Burst-SP | 0
XF:06BM-BI{F460:1}Pid:Npt-SP | 0
XF:06BM-BI{F460:2}BufSz-SP | 1
XF:06BM-BI{F460:2}Burst-SP | 0
XF:06BM-BI{F460:2}Pid:Npt-SP | 0
XF:06BM-BI{F460:1}Ch0:Range-I | Range | 1
XF:06BM-BI{F460:1}Ch1:Range-I | Range | 4
XF:06BM-BI{F460:1}Ch2:Range-I | Range | 4
XF:06BM-BI{F460:1}Ch3:Range-I | Range | 4
XF:06BM-BI{F460:1}Freq-I | Bipolar
XF:06BM-BI{F460:1}IntSrc-I | Channel | 0
XF:06BM-BI{F460:1}Ipmode-I | Static
XF:06BM-BI{F460:1}Mon-I | Map | input
XF:06BM-BI{F460:1}Pid:Mode-I | Off
XF:06BM-BI{F460:1}TrigMode-I | INTernal
XF:06BM-BI{F460:1}TrigPause-I | INTernal
XF:06BM-BI{F460:1}TrigStart-I | INTernal
XF:06BM-BI{F460:1}TrigStop-I | INTernal
XF:06BM-BI{F460:2}Ch0:Range-I | Range | 4
XF:06BM-BI{F460:2}Ch1:Range-I | Range | 4
XF:06BM-BI{F460:2}Ch2:Range-I | Range | 4
XF:06BM-BI{F460:2}Ch3:Range-I | Range | 4
XF:06BM-BI{F460:2}Freq-I | Absolute
XF:06BM-BI{F460:2}IntSrc-I | Channel | 0
XF:06BM-BI{F460:2}Ipmode-I | DHCP
XF:06BM-BI{F460:2}Mon-I | Map | input
XF:06BM-BI{F460:2}Pid:Mode-I | PID | I1
XF:06BM-BI{F460:2}TrigMode-I | INTernal
XF:06BM-BI{F460:2}TrigPause-I | INTernal
XF:06BM-BI{F460:2}TrigStart-I | INTernal
XF:06BM-BI{F460:2}TrigStop-I | INTernal
XF:06BM-BI{F460:1}DigStat1-I | 4
XF:06BM-BI{F460:1}DigStat2-I | 0
XF:06BM-BI{F460:2}DigStat1-I | 4
XF:06BM-BI{F460:2}DigStat2-I | 1
XF:06BM-BI{F460:1}Ch0:Range-SP | Range | 1
XF:06BM-BI{F460:1}Ch1:Range-SP | Range | 4
XF:06BM-BI{F460:1}Ch2:Range-SP | Range | 1
XF:06BM-BI{F460:1}Ch3:Range-SP | Range | 1
XF:06BM-BI{F460:1}Cmd:TrigMode | INTernal
XF:06BM-BI{F460:1}Cmd:TrigPause | INTernal
XF:06BM-BI{F460:1}Cmd:TrigStart | INTernal
XF:06BM-BI{F460:1}Cmd:TrigStop | INTernal
XF:06BM-BI{F460:1}Freq-SP | Bipolar
XF:06BM-BI{F460:1}IntSrc-SP | Channel | 0
XF:06BM-BI{F460:1}IpMode-SP | Static
XF:06BM-BI{F460:1}Mon-SP | Map | input
XF:06BM-BI{F460:1}Pid:Mode-SP | Off
XF:06BM-BI{F460:2}Ch0:Range-SP | Range | 1
XF:06BM-BI{F460:2}Ch1:Range-SP | Range | 1
XF:06BM-BI{F460:2}Ch2:Range-SP | Range | 1
XF:06BM-BI{F460:2}Ch3:Range-SP | Range | 1
XF:06BM-BI{F460:2}Cmd:TrigMode | CUSTom
XF:06BM-BI{F460:2}Cmd:TrigPause | INTernal
XF:06BM-BI{F460:2}Cmd:TrigStart | INTernal
XF:06BM-BI{F460:2}Cmd:TrigStop | INTernal
XF:06BM-BI{F460:2}Freq-SP | Bipolar
XF:06BM-BI{F460:2}IntSrc-SP | Channel | 0
XF:06BM-BI{F460:2}IpMode-SP | DHCP
XF:06BM-BI{F460:2}Mon-SP | Map | input
XF:06BM-BI{F460:2}Pid:Mode-SP | Off
XF:06BM-BI{F460:1}Cmd:ResetSeq | 0
XF:06BM-BI{F460:1}Cmd:Single | 0
XF:06BM-BI{F460:2}Cmd:ResetSeq | 0
XF:06BM-BI{F460:2}Cmd:Single | 0
XF:06BM-BI{F460:1}ErrDesc-Sts | No | error
XF:06BM-BI{F460:1}Firmware-I | 8.4.42(4.2.14/3.2.21/1.0.7/0.0.0)
XF:06BM-BI{F460:1}Gate-I | 192.168.100.1
XF:06BM-BI{F460:1}Ip-I | 192.168.100.20
XF:06BM-BI{F460:1}LogIp-I | 0.0.0.0
XF:06BM-BI{F460:1}Model-I | f460_1-REV2
XF:06BM-BI{F460:1}Netmask-I | 255.255.255.0
XF:06BM-BI{F460:1}Serial-I | 4272
XF:06BM-BI{F460:2}ErrDesc-Sts | Command | not | yet | supported
XF:06BM-BI{F460:2}Firmware-I | 8.5.60(4.2.18/3.3.35/1.0.7/0.0.0)
XF:06BM-BI{F460:2}Gate-I | 192.168.100.1
XF:06BM-BI{F460:2}Ip-I | 192.168.100.20
XF:06BM-BI{F460:2}LogIp-I | 0.0.0.0
XF:06BM-BI{F460:2}Model-I | f460_1-REV2
XF:06BM-BI{F460:2}Netmask-I | 255.255.255.0
XF:06BM-BI{F460:2}Serial-I | 5600
XF:06BM-BI{F460:1}Gate-SP
XF:06BM-BI{F460:1}Ip-SP
XF:06BM-BI{F460:1}LogIp-SP
XF:06BM-BI{F460:1}Netmask-SP
XF:06BM-BI{F460:2}Gate-SP
XF:06BM-BI{F460:2}Ip-SP
XF:06BM-BI{F460:2}LogIp-SP
XF:06BM-BI{F460:2}Netmask-SP
XF:06BM-BI{F460:1}IDN-I | 100 | 80 | 89 | 82 | 84 | 69 | 67 | 72 | 67 | 79 | 44 | 102 | 52 | 54 | 48 | 95 | 49 | 45 | 82 | 69 | 86 | 50 | 44 | 48 | 48 | 48 | 48 | 48 | 48 | 52 | 50 | 55 | 50 | 44 | 56 | 46 | 52 | 46 | 52 | 50 | 40 | 52 | 46 | 50 | 46 | 49 | 52 | 47 | 51 | 46 | 50 | 46 | 50 | 49 | 47 | 49 | 46 | 48 | 46 | 55 | 47 | 48 | 46 | 48 | 46 | 48 | 41 | 0 | 0 | 0 | 0 | 0 | 0 | 0 | 0 | 0 | 0 | 0 | 0 | 0 | 0 | 0 | 0 | 0 | 0 | 0 | 0 | 0 | 0 | 0 | 0 | 0 | 0 | 0 | 0 | 0 | 0 | 0 | 0 | 0 | 0
XF:06BM-BI{F460:2}IDN-I | 100 | 80 | 89 | 82 | 84 | 69 | 67 | 72 | 67 | 79 | 44 | 102 | 52 | 54 | 48 | 95 | 49 | 45 | 82 | 69 | 86 | 50 | 44 | 48 | 48 | 48 | 48 | 48 | 48 | 53 | 54 | 48 | 48 | 44 | 56 | 46 | 53 | 46 | 54 | 48 | 40 | 52 | 46 | 50 | 46 | 49 | 56 | 47 | 51 | 46 | 51 | 46 | 51 | 53 | 47 | 49 | 46 | 48 | 46 | 55 | 47 | 48 | 46 | 48 | 46 | 48 | 41 | 0 | 0 | 0 | 0 | 0 | 0 | 0 | 0 | 0 | 0 | 0 | 0 | 0 | 0 | 0 | 0 | 0 | 0 | 0 | 0 | 0 | 0 | 0 | 0 | 0 | 0 | 0 | 0 | 0 | 0 | 0 | 0 | 0 | 0
XF:06BM-BI{F460:1}Comm-Asyn | 0
XF:06BM-BI{F460:2}Comm-Asyn | 0

## quadEm-1
3 | XF:06BM-BI{EM:1}EM180:Range_RBV | 350 | pC
2 | XF:06BM-BI{EM:1}EM180:AveragingTime | 0.5
1 | XF:06BM-BI{EM:1}EM180:IntegrationTime_RBV | 0.0004
| XF:06BM-BI{EM:1}asyn1 | 0
| XF:06BM-BI{EM:1}EM180:Acquire | Stop
| XF:06BM-BI{EM:1}EM180:AcquireMode | Continuous
| XF:06BM-BI{EM:1}EM180:AcquireMode_RBV | Continuous
| XF:06BM-BI{EM:1}EM180:Asyn | 0
| XF:06BM-BI{EM:1}EM180:AveragingTime_RBV | 0.5
| XF:06BM-BI{EM:1}EM180:BiasInterlock | Off
| XF:06BM-BI{EM:1}EM180:BiasInterlock_RBV | Off
| XF:06BM-BI{EM:1}EM180:BiasState | Off
| XF:06BM-BI{EM:1}EM180:BiasState_RBV | Off
| XF:06BM-BI{EM:1}EM180:BiasVoltage | 0
| XF:06BM-BI{EM:1}EM180:BiasVoltage_RBV | 0
| XF:06BM-BI{EM:1}EM180:ComputeCurrentOffset1 | 3.7118e-09
| XF:06BM-BI{EM:1}EM180:ComputeCurrentOffset2 | 3.7127e-09
| XF:06BM-BI{EM:1}EM180:ComputeCurrentOffset3 | 3.7143e-09
| XF:06BM-BI{EM:1}EM180:ComputeCurrentOffset4 | 3.7156e-09
| XF:06BM-BI{EM:1}EM180:ComputePosOffsetX | 0
| XF:06BM-BI{EM:1}EM180:ComputePosOffsetY | 0
| XF:06BM-BI{EM:1}EM180:Current1:ADCoreVersion_RBV | 2.5.0
| XF:06BM-BI{EM:1}EM180:Current1:ArrayCallbacks | Enable
| XF:06BM-BI{EM:1}EM180:Current1:ArrayCallbacks_RBV | Enable
| XF:06BM-BI{EM:1}EM180:Current1:ArrayCounter | 0
| XF:06BM-BI{EM:1}EM180:Current1:ArrayCounter_RBV | 46435
| XF:06BM-BI{EM:1}EM180:Current1:ArrayRate_RBV | 0
| XF:06BM-BI{EM:1}EM180:Current1:ArraySize_RBV | 0
| XF:06BM-BI{EM:1}EM180:Current1:ArraySize0_RBV | 125
| XF:06BM-BI{EM:1}EM180:Current1:ArraySize1_RBV | 0
| XF:06BM-BI{EM:1}EM180:Current1:ArraySize2_RBV | 0
| XF:06BM-BI{EM:1}EM180:Current1:ArraySizeX_RBV | 0
| XF:06BM-BI{EM:1}EM180:Current1:ArraySizeY_RBV | 0
| XF:06BM-BI{EM:1}EM180:Current1:ArraySizeZ_RBV | 0
| XF:06BM-BI{EM:1}EM180:Current1:AsynIO | 0
| XF:06BM-BI{EM:1}EM180:Current1:BayerPattern_RBV | RGGB
| XF:06BM-BI{EM:1}EM180:Current1:BgdWidth | 1
| XF:06BM-BI{EM:1}EM180:Current1:BgdWidth_RBV | 1
| XF:06BM-BI{EM:1}EM180:Current1:BlockingCallbacks | No
| XF:06BM-BI{EM:1}EM180:Current1:BlockingCallbacks_RBV | No
| XF:06BM-BI{EM:1}EM180:Current1:CentroidThreshold | 1
| XF:06BM-BI{EM:1}EM180:Current1:CentroidThreshold_RBV | 1
| XF:06BM-BI{EM:1}EM180:Current1:CentroidX | 0
| XF:06BM-BI{EM:1}EM180:Current1:CentroidX_RBV | 0
| XF:06BM-BI{EM:1}EM180:Current1:CentroidY | 0
| XF:06BM-BI{EM:1}EM180:Current1:CentroidY_RBV | 0
| XF:06BM-BI{EM:1}EM180:Current1:ColorMode | Mono
| XF:06BM-BI{EM:1}EM180:Current1:ColorMode_RBV | Mono
| XF:06BM-BI{EM:1}EM180:Current1:ComputeCentroid | No
| XF:06BM-BI{EM:1}EM180:Current1:ComputeCentroid_RBV | No
| XF:06BM-BI{EM:1}EM180:Current1:ComputeHistogram | No
| XF:06BM-BI{EM:1}EM180:Current1:ComputeHistogram_RBV | No
| XF:06BM-BI{EM:1}EM180:Current1:ComputeProfiles | No
| XF:06BM-BI{EM:1}EM180:Current1:ComputeProfiles_RBV | No
| XF:06BM-BI{EM:1}EM180:Current1:ComputeStatistics | Yes
| XF:06BM-BI{EM:1}EM180:Current1:ComputeStatistics_RBV | Yes
| XF:06BM-BI{EM:1}EM180:Current1:CursorX | 256
| XF:06BM-BI{EM:1}EM180:Current1:CursorX_RBV | 256
| XF:06BM-BI{EM:1}EM180:Current1:CursorY | 256
| XF:06BM-BI{EM:1}EM180:Current1:CursorY_RBV | 256
| XF:06BM-BI{EM:1}EM180:Current1:DataType | UInt8
| XF:06BM-BI{EM:1}EM180:Current1:DataType_RBV | Float64
| XF:06BM-BI{EM:1}EM180:Current1:DroppedArrays | 0
| XF:06BM-BI{EM:1}EM180:Current1:DroppedArrays_RBV | 0
| XF:06BM-BI{EM:1}EM180:Current1:EnableCallbacks | Enable
| XF:06BM-BI{EM:1}EM180:Current1:EnableCallbacks_RBV | Enable
| XF:06BM-BI{EM:1}EM180:Current1:EpicsTSNsec_RBV | 0
| XF:06BM-BI{EM:1}EM180:Current1:EpicsTSSec_RBV | 0
| XF:06BM-BI{EM:1}EM180:Current1:HistEntropy | 0
| XF:06BM-BI{EM:1}EM180:Current1:HistEntropy_RBV | 0
| XF:06BM-BI{EM:1}EM180:Current1:HistMax | 255
| XF:06BM-BI{EM:1}EM180:Current1:HistMax_RBV | 255
| XF:06BM-BI{EM:1}EM180:Current1:HistMin | 0
| XF:06BM-BI{EM:1}EM180:Current1:HistMin_RBV | 0
| XF:06BM-BI{EM:1}EM180:Current1:HistSize | 256
| XF:06BM-BI{EM:1}EM180:Current1:HistSize_RBV | 256
| XF:06BM-BI{EM:1}EM180:Current1:MaxSizeX | 125
| XF:06BM-BI{EM:1}EM180:Current1:MaxSizeY | 1
| XF:06BM-BI{EM:1}EM180:Current1:MaxValue | 0
| XF:06BM-BI{EM:1}EM180:Current1:MaxValue_RBV | 1.5886e-07
| XF:06BM-BI{EM:1}EM180:Current1:MaxX | 0
| XF:06BM-BI{EM:1}EM180:Current1:MaxX_RBV | 51
| XF:06BM-BI{EM:1}EM180:Current1:MaxY | 0
| XF:06BM-BI{EM:1}EM180:Current1:MaxY_RBV | 0
| XF:06BM-BI{EM:1}EM180:Current1:MeanValue | 0
| XF:06BM-BI{EM:1}EM180:Current1:MeanValue_RBV | 1.5832e-07
| XF:06BM-BI{EM:1}EM180:Current1:MinCallbackTime | 0
| XF:06BM-BI{EM:1}EM180:Current1:MinCallbackTime_RBV | 0
| XF:06BM-BI{EM:1}EM180:Current1:MinValue | 0
| XF:06BM-BI{EM:1}EM180:Current1:MinValue_RBV | 1.5784e-07
| XF:06BM-BI{EM:1}EM180:Current1:MinX | 0
| XF:06BM-BI{EM:1}EM180:Current1:MinX_RBV | 123
| XF:06BM-BI{EM:1}EM180:Current1:MinY | 0
| XF:06BM-BI{EM:1}EM180:Current1:MinY_RBV | 0
| XF:06BM-BI{EM:1}EM180:Current1:NDArrayAddress | 0
| XF:06BM-BI{EM:1}EM180:Current1:NDArrayAddress_RBV | 0
| XF:06BM-BI{EM:1}EM180:Current1:NDArrayPort | EM180
| XF:06BM-BI{EM:1}EM180:Current1:NDArrayPort_RBV | EM180
| XF:06BM-BI{EM:1}EM180:Current1:NDimensions_RBV | 1
| XF:06BM-BI{EM:1}EM180:Current1:Net | 0
| XF:06BM-BI{EM:1}EM180:Current1:Net_RBV | 2.397e-09
| XF:06BM-BI{EM:1}EM180:Current1:PluginType_RBV | NDPluginStats
| XF:06BM-BI{EM:1}EM180:Current1:PoolAllocBuffers | 2
| XF:06BM-BI{EM:1}EM180:Current1:PoolFreeBuffers | 1
| XF:06BM-BI{EM:1}EM180:Current1:PoolMaxBuffers | 0
| XF:06BM-BI{EM:1}EM180:Current1:PoolMaxMem | 0
| XF:06BM-BI{EM:1}EM180:Current1:PoolUsedBuffers | 1
| XF:06BM-BI{EM:1}EM180:Current1:PoolUsedMem | 0.0038147
| XF:06BM-BI{EM:1}EM180:Current1:PortName_RBV | STATS1
| XF:06BM-BI{EM:1}EM180:Current1:ProfileSizeX_RBV | 125
| XF:06BM-BI{EM:1}EM180:Current1:ProfileSizeY_RBV | 1
| XF:06BM-BI{EM:1}EM180:Current1:QueueFree | 20
| XF:06BM-BI{EM:1}EM180:Current1:QueueFreeLow | 5
| XF:06BM-BI{EM:1}EM180:Current1:QueueSize | 20
| XF:06BM-BI{EM:1}EM180:Current1:QueueSize_RBV | 20
| XF:06BM-BI{EM:1}EM180:Current1:QueueUse | 0
| XF:06BM-BI{EM:1}EM180:Current1:QueueUseHIGH | 15
| XF:06BM-BI{EM:1}EM180:Current1:QueueUseHIHI | 20
| XF:06BM-BI{EM:1}EM180:Current1:Reset | 0
| XF:06BM-BI{EM:1}EM180:Current1:Reset1 | 0
| XF:06BM-BI{EM:1}EM180:Current1:SetXHOPR | 125
| XF:06BM-BI{EM:1}EM180:Current1:SetYHOPR | 1
| XF:06BM-BI{EM:1}EM180:Current1:Sigma_RBV | 2.379e-10
| XF:06BM-BI{EM:1}EM180:Current1:SigmaValue | 0
| XF:06BM-BI{EM:1}EM180:Current1:SigmaX | 0
| XF:06BM-BI{EM:1}EM180:Current1:SigmaX_RBV | 0
| XF:06BM-BI{EM:1}EM180:Current1:SigmaXY | 0
| XF:06BM-BI{EM:1}EM180:Current1:SigmaXY_RBV | 0
| XF:06BM-BI{EM:1}EM180:Current1:SigmaY | 0
| XF:06BM-BI{EM:1}EM180:Current1:SigmaY_RBV | 0
| XF:06BM-BI{EM:1}EM180:Current1:TimeStamp_RBV | 877987000
| XF:06BM-BI{EM:1}EM180:Current1:Total | 0
| XF:06BM-BI{EM:1}EM180:Current1:Total_RBV | 1.979e-05
| XF:06BM-BI{EM:1}EM180:Current1:TSAcquiring | Done
| XF:06BM-BI{EM:1}EM180:Current1:TSControl | Erase/Start
| XF:06BM-BI{EM:1}EM180:Current1:TSCurrentPoint | 0
| XF:06BM-BI{EM:1}EM180:Current1:TSNumPoints | 1000
| XF:06BM-BI{EM:1}EM180:Current1:TSRead | 3
| XF:06BM-BI{EM:1}EM180:Current1:UniqueId_RBV | 46435
| XF:06BM-BI{EM:1}EM180:Current2:ADCoreVersion_RBV | 2.5.0
| XF:06BM-BI{EM:1}EM180:Current2:ArrayCallbacks | Enable
| XF:06BM-BI{EM:1}EM180:Current2:ArrayCallbacks_RBV | Enable
| XF:06BM-BI{EM:1}EM180:Current2:ArrayCounter | 0
| XF:06BM-BI{EM:1}EM180:Current2:ArrayCounter_RBV | 46435
| XF:06BM-BI{EM:1}EM180:Current2:ArrayRate_RBV | 0
| XF:06BM-BI{EM:1}EM180:Current2:ArraySize_RBV | 0
| XF:06BM-BI{EM:1}EM180:Current2:ArraySize0_RBV | 125
| XF:06BM-BI{EM:1}EM180:Current2:ArraySize1_RBV | 0
| XF:06BM-BI{EM:1}EM180:Current2:ArraySize2_RBV | 0
| XF:06BM-BI{EM:1}EM180:Current2:ArraySizeX_RBV | 0
| XF:06BM-BI{EM:1}EM180:Current2:ArraySizeY_RBV | 0
| XF:06BM-BI{EM:1}EM180:Current2:ArraySizeZ_RBV | 0
| XF:06BM-BI{EM:1}EM180:Current2:AsynIO | 0
| XF:06BM-BI{EM:1}EM180:Current2:BayerPattern_RBV | RGGB
| XF:06BM-BI{EM:1}EM180:Current2:BgdWidth | 1
| XF:06BM-BI{EM:1}EM180:Current2:BgdWidth_RBV | 1
| XF:06BM-BI{EM:1}EM180:Current2:BlockingCallbacks | No
| XF:06BM-BI{EM:1}EM180:Current2:BlockingCallbacks_RBV | No
| XF:06BM-BI{EM:1}EM180:Current2:CentroidThreshold | 1
| XF:06BM-BI{EM:1}EM180:Current2:CentroidThreshold_RBV | 1
| XF:06BM-BI{EM:1}EM180:Current2:CentroidX | 0
| XF:06BM-BI{EM:1}EM180:Current2:CentroidX_RBV | 0
| XF:06BM-BI{EM:1}EM180:Current2:CentroidY | 0
| XF:06BM-BI{EM:1}EM180:Current2:CentroidY_RBV | 0
| XF:06BM-BI{EM:1}EM180:Current2:ColorMode | Mono
| XF:06BM-BI{EM:1}EM180:Current2:ColorMode_RBV | Mono
| XF:06BM-BI{EM:1}EM180:Current2:ComputeCentroid | No
| XF:06BM-BI{EM:1}EM180:Current2:ComputeCentroid_RBV | No
| XF:06BM-BI{EM:1}EM180:Current2:ComputeHistogram | No
| XF:06BM-BI{EM:1}EM180:Current2:ComputeHistogram_RBV | No
| XF:06BM-BI{EM:1}EM180:Current2:ComputeProfiles | No
| XF:06BM-BI{EM:1}EM180:Current2:ComputeProfiles_RBV | No
| XF:06BM-BI{EM:1}EM180:Current2:ComputeStatistics | Yes
| XF:06BM-BI{EM:1}EM180:Current2:ComputeStatistics_RBV | Yes
| XF:06BM-BI{EM:1}EM180:Current2:CursorX | 256
| XF:06BM-BI{EM:1}EM180:Current2:CursorX_RBV | 256
| XF:06BM-BI{EM:1}EM180:Current2:CursorY | 256
| XF:06BM-BI{EM:1}EM180:Current2:CursorY_RBV | 256
| XF:06BM-BI{EM:1}EM180:Current2:DataType | UInt8
| XF:06BM-BI{EM:1}EM180:Current2:DataType_RBV | Float64
| XF:06BM-BI{EM:1}EM180:Current2:DroppedArrays | 0
| XF:06BM-BI{EM:1}EM180:Current2:DroppedArrays_RBV | 0
| XF:06BM-BI{EM:1}EM180:Current2:EnableCallbacks | Enable
| XF:06BM-BI{EM:1}EM180:Current2:EnableCallbacks_RBV | Enable
| XF:06BM-BI{EM:1}EM180:Current2:EpicsTSNsec_RBV | 0
| XF:06BM-BI{EM:1}EM180:Current2:EpicsTSSec_RBV | 0
| XF:06BM-BI{EM:1}EM180:Current2:HistEntropy | 0
| XF:06BM-BI{EM:1}EM180:Current2:HistEntropy_RBV | 0
| XF:06BM-BI{EM:1}EM180:Current2:HistMax | 255
| XF:06BM-BI{EM:1}EM180:Current2:HistMax_RBV | 255
| XF:06BM-BI{EM:1}EM180:Current2:HistMin | 0
| XF:06BM-BI{EM:1}EM180:Current2:HistMin_RBV | 0
| XF:06BM-BI{EM:1}EM180:Current2:HistSize | 256
| XF:06BM-BI{EM:1}EM180:Current2:HistSize_RBV | 256
| XF:06BM-BI{EM:1}EM180:Current2:MaxSizeX | 125
| XF:06BM-BI{EM:1}EM180:Current2:MaxSizeY | 1
| XF:06BM-BI{EM:1}EM180:Current2:MaxValue | 0
| XF:06BM-BI{EM:1}EM180:Current2:MaxValue_RBV | 2.7842e-07
| XF:06BM-BI{EM:1}EM180:Current2:MaxX | 0
| XF:06BM-BI{EM:1}EM180:Current2:MaxX_RBV | 26
| XF:06BM-BI{EM:1}EM180:Current2:MaxY | 0
| XF:06BM-BI{EM:1}EM180:Current2:MaxY_RBV | 0
| XF:06BM-BI{EM:1}EM180:Current2:MeanValue | 0
| XF:06BM-BI{EM:1}EM180:Current2:MeanValue_RBV | 2.7756e-07
| XF:06BM-BI{EM:1}EM180:Current2:MinCallbackTime | 0
| XF:06BM-BI{EM:1}EM180:Current2:MinCallbackTime_RBV | 0
| XF:06BM-BI{EM:1}EM180:Current2:MinValue | 0
| XF:06BM-BI{EM:1}EM180:Current2:MinValue_RBV | 2.7672e-07
| XF:06BM-BI{EM:1}EM180:Current2:MinX | 0
| XF:06BM-BI{EM:1}EM180:Current2:MinX_RBV | 108
| XF:06BM-BI{EM:1}EM180:Current2:MinY | 0
| XF:06BM-BI{EM:1}EM180:Current2:MinY_RBV | 0
| XF:06BM-BI{EM:1}EM180:Current2:NDArrayAddress | 1
| XF:06BM-BI{EM:1}EM180:Current2:NDArrayAddress_RBV | 1
| XF:06BM-BI{EM:1}EM180:Current2:NDArrayPort | EM180
| XF:06BM-BI{EM:1}EM180:Current2:NDArrayPort_RBV | EM180
| XF:06BM-BI{EM:1}EM180:Current2:NDimensions_RBV | 1
| XF:06BM-BI{EM:1}EM180:Current2:Net | 0
| XF:06BM-BI{EM:1}EM180:Current2:Net_RBV | 5.9833e-09
| XF:06BM-BI{EM:1}EM180:Current2:PluginType_RBV | NDPluginStats
| XF:06BM-BI{EM:1}EM180:Current2:PoolAllocBuffers | 2
| XF:06BM-BI{EM:1}EM180:Current2:PoolFreeBuffers | 1
| XF:06BM-BI{EM:1}EM180:Current2:PoolMaxBuffers | 0
| XF:06BM-BI{EM:1}EM180:Current2:PoolMaxMem | 0
| XF:06BM-BI{EM:1}EM180:Current2:PoolUsedBuffers | 1
| XF:06BM-BI{EM:1}EM180:Current2:PoolUsedMem | 0.0038147
| XF:06BM-BI{EM:1}EM180:Current2:PortName_RBV | STATS2
| XF:06BM-BI{EM:1}EM180:Current2:ProfileSizeX_RBV | 125
| XF:06BM-BI{EM:1}EM180:Current2:ProfileSizeY_RBV | 1
| XF:06BM-BI{EM:1}EM180:Current2:QueueFree | 20
| XF:06BM-BI{EM:1}EM180:Current2:QueueFreeLow | 5
| XF:06BM-BI{EM:1}EM180:Current2:QueueSize | 20
| XF:06BM-BI{EM:1}EM180:Current2:QueueSize_RBV | 20
| XF:06BM-BI{EM:1}EM180:Current2:QueueUse | 0
| XF:06BM-BI{EM:1}EM180:Current2:QueueUseHIGH | 15
| XF:06BM-BI{EM:1}EM180:Current2:QueueUseHIHI | 20
| XF:06BM-BI{EM:1}EM180:Current2:Reset | 0
| XF:06BM-BI{EM:1}EM180:Current2:Reset1 | 0
| XF:06BM-BI{EM:1}EM180:Current2:SetXHOPR | 125
| XF:06BM-BI{EM:1}EM180:Current2:SetYHOPR | 1
| XF:06BM-BI{EM:1}EM180:Current2:Sigma_RBV | 4.1173e-10
| XF:06BM-BI{EM:1}EM180:Current2:SigmaValue | 0
| XF:06BM-BI{EM:1}EM180:Current2:SigmaX | 0
| XF:06BM-BI{EM:1}EM180:Current2:SigmaX_RBV | 0
| XF:06BM-BI{EM:1}EM180:Current2:SigmaXY | 0
| XF:06BM-BI{EM:1}EM180:Current2:SigmaXY_RBV | 0
| XF:06BM-BI{EM:1}EM180:Current2:SigmaY | 0
| XF:06BM-BI{EM:1}EM180:Current2:SigmaY_RBV | 0
| XF:06BM-BI{EM:1}EM180:Current2:TimeStamp_RBV | 877987000
| XF:06BM-BI{EM:1}EM180:Current2:Total | 0
| XF:06BM-BI{EM:1}EM180:Current2:Total_RBV | 3.4696e-05
| XF:06BM-BI{EM:1}EM180:Current2:TSAcquiring | Done
| XF:06BM-BI{EM:1}EM180:Current2:TSControl | Erase/Start
| XF:06BM-BI{EM:1}EM180:Current2:TSCurrentPoint | 0
| XF:06BM-BI{EM:1}EM180:Current2:TSNumPoints | 1000
| XF:06BM-BI{EM:1}EM180:Current2:TSRead | 3
| XF:06BM-BI{EM:1}EM180:Current2:UniqueId_RBV | 46435
| XF:06BM-BI{EM:1}EM180:Current3:ADCoreVersion_RBV | 2.5.0
| XF:06BM-BI{EM:1}EM180:Current3:ArrayCallbacks | Enable
| XF:06BM-BI{EM:1}EM180:Current3:ArrayCallbacks_RBV | Enable
| XF:06BM-BI{EM:1}EM180:Current3:ArrayCounter | 0
| XF:06BM-BI{EM:1}EM180:Current3:ArrayCounter_RBV | 46435
| XF:06BM-BI{EM:1}EM180:Current3:ArrayRate_RBV | 0
| XF:06BM-BI{EM:1}EM180:Current3:ArraySize_RBV | 0
| XF:06BM-BI{EM:1}EM180:Current3:ArraySize0_RBV | 125
| XF:06BM-BI{EM:1}EM180:Current3:ArraySize1_RBV | 0
| XF:06BM-BI{EM:1}EM180:Current3:ArraySize2_RBV | 0
| XF:06BM-BI{EM:1}EM180:Current3:ArraySizeX_RBV | 0
| XF:06BM-BI{EM:1}EM180:Current3:ArraySizeY_RBV | 0
| XF:06BM-BI{EM:1}EM180:Current3:ArraySizeZ_RBV | 0
| XF:06BM-BI{EM:1}EM180:Current3:AsynIO | 0
| XF:06BM-BI{EM:1}EM180:Current3:BayerPattern_RBV | RGGB
| XF:06BM-BI{EM:1}EM180:Current3:BgdWidth | 1
| XF:06BM-BI{EM:1}EM180:Current3:BgdWidth_RBV | 1
| XF:06BM-BI{EM:1}EM180:Current3:BlockingCallbacks | No
| XF:06BM-BI{EM:1}EM180:Current3:BlockingCallbacks_RBV | No
| XF:06BM-BI{EM:1}EM180:Current3:CentroidThreshold | 1
| XF:06BM-BI{EM:1}EM180:Current3:CentroidThreshold_RBV | 1
| XF:06BM-BI{EM:1}EM180:Current3:CentroidX | 0
| XF:06BM-BI{EM:1}EM180:Current3:CentroidX_RBV | 0
| XF:06BM-BI{EM:1}EM180:Current3:CentroidY | 0
| XF:06BM-BI{EM:1}EM180:Current3:CentroidY_RBV | 0
| XF:06BM-BI{EM:1}EM180:Current3:ColorMode | Mono
| XF:06BM-BI{EM:1}EM180:Current3:ColorMode_RBV | Mono
| XF:06BM-BI{EM:1}EM180:Current3:ComputeCentroid | No
| XF:06BM-BI{EM:1}EM180:Current3:ComputeCentroid_RBV | No
| XF:06BM-BI{EM:1}EM180:Current3:ComputeHistogram | No
| XF:06BM-BI{EM:1}EM180:Current3:ComputeHistogram_RBV | No
| XF:06BM-BI{EM:1}EM180:Current3:ComputeProfiles | No
| XF:06BM-BI{EM:1}EM180:Current3:ComputeProfiles_RBV | No
| XF:06BM-BI{EM:1}EM180:Current3:ComputeStatistics | Yes
| XF:06BM-BI{EM:1}EM180:Current3:ComputeStatistics_RBV | Yes
| XF:06BM-BI{EM:1}EM180:Current3:CursorX | 256
| XF:06BM-BI{EM:1}EM180:Current3:CursorX_RBV | 256
| XF:06BM-BI{EM:1}EM180:Current3:CursorY | 256
| XF:06BM-BI{EM:1}EM180:Current3:CursorY_RBV | 256
| XF:06BM-BI{EM:1}EM180:Current3:DataType | UInt8
| XF:06BM-BI{EM:1}EM180:Current3:DataType_RBV | Float64
| XF:06BM-BI{EM:1}EM180:Current3:DroppedArrays | 0
| XF:06BM-BI{EM:1}EM180:Current3:DroppedArrays_RBV | 0
| XF:06BM-BI{EM:1}EM180:Current3:EnableCallbacks | Enable
| XF:06BM-BI{EM:1}EM180:Current3:EnableCallbacks_RBV | Enable
| XF:06BM-BI{EM:1}EM180:Current3:EpicsTSNsec_RBV | 0
| XF:06BM-BI{EM:1}EM180:Current3:EpicsTSSec_RBV | 0
| XF:06BM-BI{EM:1}EM180:Current3:HistEntropy | 0
| XF:06BM-BI{EM:1}EM180:Current3:HistEntropy_RBV | 0
| XF:06BM-BI{EM:1}EM180:Current3:HistMax | 255
| XF:06BM-BI{EM:1}EM180:Current3:HistMax_RBV | 255
| XF:06BM-BI{EM:1}EM180:Current3:HistMin | 0
| XF:06BM-BI{EM:1}EM180:Current3:HistMin_RBV | 0
| XF:06BM-BI{EM:1}EM180:Current3:HistSize | 256
| XF:06BM-BI{EM:1}EM180:Current3:HistSize_RBV | 256
| XF:06BM-BI{EM:1}EM180:Current3:MaxSizeX | 125
| XF:06BM-BI{EM:1}EM180:Current3:MaxSizeY | 1
| XF:06BM-BI{EM:1}EM180:Current3:MaxValue | 0
| XF:06BM-BI{EM:1}EM180:Current3:MaxValue_RBV | 5.4567e-12
| XF:06BM-BI{EM:1}EM180:Current3:MaxX | 0
| XF:06BM-BI{EM:1}EM180:Current3:MaxX_RBV | 8
| XF:06BM-BI{EM:1}EM180:Current3:MaxY | 0
| XF:06BM-BI{EM:1}EM180:Current3:MaxY_RBV | 0
| XF:06BM-BI{EM:1}EM180:Current3:MeanValue | 0
| XF:06BM-BI{EM:1}EM180:Current3:MeanValue_RBV | 7.7171e-13
| XF:06BM-BI{EM:1}EM180:Current3:MinCallbackTime | 0
| XF:06BM-BI{EM:1}EM180:Current3:MinCallbackTime_RBV | 0
| XF:06BM-BI{EM:1}EM180:Current3:MinValue | 0
| XF:06BM-BI{EM:1}EM180:Current3:MinValue_RBV | -7.7278e-12
| XF:06BM-BI{EM:1}EM180:Current3:MinX | 0
| XF:06BM-BI{EM:1}EM180:Current3:MinX_RBV | 37
| XF:06BM-BI{EM:1}EM180:Current3:MinY | 0
| XF:06BM-BI{EM:1}EM180:Current3:MinY_RBV | 0
| XF:06BM-BI{EM:1}EM180:Current3:NDArrayAddress | 2
| XF:06BM-BI{EM:1}EM180:Current3:NDArrayAddress_RBV | 2
| XF:06BM-BI{EM:1}EM180:Current3:NDArrayPort | EM180
| XF:06BM-BI{EM:1}EM180:Current3:NDArrayPort_RBV | EM180
| XF:06BM-BI{EM:1}EM180:Current3:NDimensions_RBV | 1
| XF:06BM-BI{EM:1}EM180:Current3:Net | 0
| XF:06BM-BI{EM:1}EM180:Current3:Net_RBV | 5.6176e-10
| XF:06BM-BI{EM:1}EM180:Current3:PluginType_RBV | NDPluginStats
| XF:06BM-BI{EM:1}EM180:Current3:PoolAllocBuffers | 2
| XF:06BM-BI{EM:1}EM180:Current3:PoolFreeBuffers | 1
| XF:06BM-BI{EM:1}EM180:Current3:PoolMaxBuffers | 0
| XF:06BM-BI{EM:1}EM180:Current3:PoolMaxMem | 0
| XF:06BM-BI{EM:1}EM180:Current3:PoolUsedBuffers | 1
| XF:06BM-BI{EM:1}EM180:Current3:PoolUsedMem | 0.0038147
| XF:06BM-BI{EM:1}EM180:Current3:PortName_RBV | STATS3
| XF:06BM-BI{EM:1}EM180:Current3:ProfileSizeX_RBV | 125
| XF:06BM-BI{EM:1}EM180:Current3:ProfileSizeY_RBV | 1
| XF:06BM-BI{EM:1}EM180:Current3:QueueFree | 20
| XF:06BM-BI{EM:1}EM180:Current3:QueueFreeLow | 5
| XF:06BM-BI{EM:1}EM180:Current3:QueueSize | 20
| XF:06BM-BI{EM:1}EM180:Current3:QueueSize_RBV | 20
| XF:06BM-BI{EM:1}EM180:Current3:QueueUse | 0
| XF:06BM-BI{EM:1}EM180:Current3:QueueUseHIGH | 15
| XF:06BM-BI{EM:1}EM180:Current3:QueueUseHIHI | 20
| XF:06BM-BI{EM:1}EM180:Current3:Reset | 0
| XF:06BM-BI{EM:1}EM180:Current3:Reset1 | 0
| XF:06BM-BI{EM:1}EM180:Current3:SetXHOPR | 125
| XF:06BM-BI{EM:1}EM180:Current3:SetYHOPR | 1
| XF:06BM-BI{EM:1}EM180:Current3:Sigma_RBV | 2.605e-12
| XF:06BM-BI{EM:1}EM180:Current3:SigmaValue | 0
| XF:06BM-BI{EM:1}EM180:Current3:SigmaX | 0
| XF:06BM-BI{EM:1}EM180:Current3:SigmaX_RBV | 0
| XF:06BM-BI{EM:1}EM180:Current3:SigmaXY | 0
| XF:06BM-BI{EM:1}EM180:Current3:SigmaXY_RBV | 0
| XF:06BM-BI{EM:1}EM180:Current3:SigmaY | 0
| XF:06BM-BI{EM:1}EM180:Current3:SigmaY_RBV | 0
| XF:06BM-BI{EM:1}EM180:Current3:TimeStamp_RBV | 877987000
| XF:06BM-BI{EM:1}EM180:Current3:Total | 0
| XF:06BM-BI{EM:1}EM180:Current3:Total_RBV | 9.6464e-11
| XF:06BM-BI{EM:1}EM180:Current3:TSAcquiring | Done
| XF:06BM-BI{EM:1}EM180:Current3:TSControl | Erase/Start
| XF:06BM-BI{EM:1}EM180:Current3:TSCurrentPoint | 0
| XF:06BM-BI{EM:1}EM180:Current3:TSNumPoints | 1000
| XF:06BM-BI{EM:1}EM180:Current3:TSRead | 3
| XF:06BM-BI{EM:1}EM180:Current3:UniqueId_RBV | 46435
| XF:06BM-BI{EM:1}EM180:Current4:ADCoreVersion_RBV | 2.5.0
| XF:06BM-BI{EM:1}EM180:Current4:ArrayCallbacks | Enable
| XF:06BM-BI{EM:1}EM180:Current4:ArrayCallbacks_RBV | Enable
| XF:06BM-BI{EM:1}EM180:Current4:ArrayCounter | 0
| XF:06BM-BI{EM:1}EM180:Current4:ArrayCounter_RBV | 46435
| XF:06BM-BI{EM:1}EM180:Current4:ArrayRate_RBV | 0
| XF:06BM-BI{EM:1}EM180:Current4:ArraySize_RBV | 0
| XF:06BM-BI{EM:1}EM180:Current4:ArraySize0_RBV | 125
| XF:06BM-BI{EM:1}EM180:Current4:ArraySize1_RBV | 0
| XF:06BM-BI{EM:1}EM180:Current4:ArraySize2_RBV | 0
| XF:06BM-BI{EM:1}EM180:Current4:ArraySizeX_RBV | 0
| XF:06BM-BI{EM:1}EM180:Current4:ArraySizeY_RBV | 0
| XF:06BM-BI{EM:1}EM180:Current4:ArraySizeZ_RBV | 0
| XF:06BM-BI{EM:1}EM180:Current4:AsynIO | 0
| XF:06BM-BI{EM:1}EM180:Current4:BayerPattern_RBV | RGGB
| XF:06BM-BI{EM:1}EM180:Current4:BgdWidth | 1
| XF:06BM-BI{EM:1}EM180:Current4:BgdWidth_RBV | 1
| XF:06BM-BI{EM:1}EM180:Current4:BlockingCallbacks | No
| XF:06BM-BI{EM:1}EM180:Current4:BlockingCallbacks_RBV | No
| XF:06BM-BI{EM:1}EM180:Current4:CentroidThreshold | 1
| XF:06BM-BI{EM:1}EM180:Current4:CentroidThreshold_RBV | 1
| XF:06BM-BI{EM:1}EM180:Current4:CentroidX | 0
| XF:06BM-BI{EM:1}EM180:Current4:CentroidX_RBV | 0
| XF:06BM-BI{EM:1}EM180:Current4:CentroidY | 0
| XF:06BM-BI{EM:1}EM180:Current4:CentroidY_RBV | 0
| XF:06BM-BI{EM:1}EM180:Current4:ColorMode | Mono
| XF:06BM-BI{EM:1}EM180:Current4:ColorMode_RBV | Mono
| XF:06BM-BI{EM:1}EM180:Current4:ComputeCentroid | No
| XF:06BM-BI{EM:1}EM180:Current4:ComputeCentroid_RBV | No
| XF:06BM-BI{EM:1}EM180:Current4:ComputeHistogram | No
| XF:06BM-BI{EM:1}EM180:Current4:ComputeHistogram_RBV | No
| XF:06BM-BI{EM:1}EM180:Current4:ComputeProfiles | No
| XF:06BM-BI{EM:1}EM180:Current4:ComputeProfiles_RBV | No
| XF:06BM-BI{EM:1}EM180:Current4:ComputeStatistics | Yes
| XF:06BM-BI{EM:1}EM180:Current4:ComputeStatistics_RBV | Yes
| XF:06BM-BI{EM:1}EM180:Current4:CursorX | 256
| XF:06BM-BI{EM:1}EM180:Current4:CursorX_RBV | 256
| XF:06BM-BI{EM:1}EM180:Current4:CursorY | 256
| XF:06BM-BI{EM:1}EM180:Current4:CursorY_RBV | 256
| XF:06BM-BI{EM:1}EM180:Current4:DataType | UInt8
| XF:06BM-BI{EM:1}EM180:Current4:DataType_RBV | Float64
| XF:06BM-BI{EM:1}EM180:Current4:DroppedArrays | 0
| XF:06BM-BI{EM:1}EM180:Current4:DroppedArrays_RBV | 0
| XF:06BM-BI{EM:1}EM180:Current4:EnableCallbacks | Enable
| XF:06BM-BI{EM:1}EM180:Current4:EnableCallbacks_RBV | Enable
| XF:06BM-BI{EM:1}EM180:Current4:EpicsTSNsec_RBV | 0
| XF:06BM-BI{EM:1}EM180:Current4:EpicsTSSec_RBV | 0
| XF:06BM-BI{EM:1}EM180:Current4:HistEntropy | 0
| XF:06BM-BI{EM:1}EM180:Current4:HistEntropy_RBV | 0
| XF:06BM-BI{EM:1}EM180:Current4:HistMax | 255
| XF:06BM-BI{EM:1}EM180:Current4:HistMax_RBV | 255
| XF:06BM-BI{EM:1}EM180:Current4:HistMin | 0
| XF:06BM-BI{EM:1}EM180:Current4:HistMin_RBV | 0
| XF:06BM-BI{EM:1}EM180:Current4:HistSize | 256
| XF:06BM-BI{EM:1}EM180:Current4:HistSize_RBV | 256
| XF:06BM-BI{EM:1}EM180:Current4:MaxSizeX | 125
| XF:06BM-BI{EM:1}EM180:Current4:MaxSizeY | 1
| XF:06BM-BI{EM:1}EM180:Current4:MaxValue | 0
| XF:06BM-BI{EM:1}EM180:Current4:MaxValue_RBV | 5.422e-12
| XF:06BM-BI{EM:1}EM180:Current4:MaxX | 0
| XF:06BM-BI{EM:1}EM180:Current4:MaxX_RBV | 44
| XF:06BM-BI{EM:1}EM180:Current4:MaxY | 0
| XF:06BM-BI{EM:1}EM180:Current4:MaxY_RBV | 0
| XF:06BM-BI{EM:1}EM180:Current4:MeanValue | 0
| XF:06BM-BI{EM:1}EM180:Current4:MeanValue_RBV | 5.8346e-13
| XF:06BM-BI{EM:1}EM180:Current4:MinCallbackTime | 0
| XF:06BM-BI{EM:1}EM180:Current4:MinCallbackTime_RBV | 0
| XF:06BM-BI{EM:1}EM180:Current4:MinValue | 0
| XF:06BM-BI{EM:1}EM180:Current4:MinValue_RBV | -5.0922e-12
| XF:06BM-BI{EM:1}EM180:Current4:MinX | 0
| XF:06BM-BI{EM:1}EM180:Current4:MinX_RBV | 35
| XF:06BM-BI{EM:1}EM180:Current4:MinY | 0
| XF:06BM-BI{EM:1}EM180:Current4:MinY_RBV | 0
| XF:06BM-BI{EM:1}EM180:Current4:NDArrayAddress | 3
| XF:06BM-BI{EM:1}EM180:Current4:NDArrayAddress_RBV | 3
| XF:06BM-BI{EM:1}EM180:Current4:NDArrayPort | EM180
| XF:06BM-BI{EM:1}EM180:Current4:NDArrayPort_RBV | EM180
| XF:06BM-BI{EM:1}EM180:Current4:NDimensions_RBV | 1
| XF:06BM-BI{EM:1}EM180:Current4:Net | 0
| XF:06BM-BI{EM:1}EM180:Current4:Net_RBV | 2.0878e-10
| XF:06BM-BI{EM:1}EM180:Current4:PluginType_RBV | NDPluginStats
| XF:06BM-BI{EM:1}EM180:Current4:PoolAllocBuffers | 2
| XF:06BM-BI{EM:1}EM180:Current4:PoolFreeBuffers | 1
| XF:06BM-BI{EM:1}EM180:Current4:PoolMaxBuffers | 0
| XF:06BM-BI{EM:1}EM180:Current4:PoolMaxMem | 0
| XF:06BM-BI{EM:1}EM180:Current4:PoolUsedBuffers | 1
| XF:06BM-BI{EM:1}EM180:Current4:PoolUsedMem | 0.0038147
| XF:06BM-BI{EM:1}EM180:Current4:PortName_RBV | STATS4
| XF:06BM-BI{EM:1}EM180:Current4:ProfileSizeX_RBV | 125
| XF:06BM-BI{EM:1}EM180:Current4:ProfileSizeY_RBV | 1
| XF:06BM-BI{EM:1}EM180:Current4:QueueFree | 20
| XF:06BM-BI{EM:1}EM180:Current4:QueueFreeLow | 5
| XF:06BM-BI{EM:1}EM180:Current4:QueueSize | 20
| XF:06BM-BI{EM:1}EM180:Current4:QueueSize_RBV | 20
| XF:06BM-BI{EM:1}EM180:Current4:QueueUse | 0
| XF:06BM-BI{EM:1}EM180:Current4:QueueUseHIGH | 15
| XF:06BM-BI{EM:1}EM180:Current4:QueueUseHIHI | 20
| XF:06BM-BI{EM:1}EM180:Current4:Reset | 0
| XF:06BM-BI{EM:1}EM180:Current4:Reset1 | 0
| XF:06BM-BI{EM:1}EM180:Current4:SetXHOPR | 125
| XF:06BM-BI{EM:1}EM180:Current4:SetYHOPR | 1
| XF:06BM-BI{EM:1}EM180:Current4:Sigma_RBV | 2.3256e-12
| XF:06BM-BI{EM:1}EM180:Current4:SigmaValue | 0
| XF:06BM-BI{EM:1}EM180:Current4:SigmaX | 0
| XF:06BM-BI{EM:1}EM180:Current4:SigmaX_RBV | 0
| XF:06BM-BI{EM:1}EM180:Current4:SigmaXY | 0
| XF:06BM-BI{EM:1}EM180:Current4:SigmaXY_RBV | 0
| XF:06BM-BI{EM:1}EM180:Current4:SigmaY | 0
| XF:06BM-BI{EM:1}EM180:Current4:SigmaY_RBV | 0
| XF:06BM-BI{EM:1}EM180:Current4:TimeStamp_RBV | 877987000
| XF:06BM-BI{EM:1}EM180:Current4:Total | 0
| XF:06BM-BI{EM:1}EM180:Current4:Total_RBV | 7.2932e-11
| XF:06BM-BI{EM:1}EM180:Current4:TSAcquiring | Done
| XF:06BM-BI{EM:1}EM180:Current4:TSControl | Erase/Start
| XF:06BM-BI{EM:1}EM180:Current4:TSCurrentPoint | 0
| XF:06BM-BI{EM:1}EM180:Current4:TSNumPoints | 1000
| XF:06BM-BI{EM:1}EM180:Current4:TSRead | 3
| XF:06BM-BI{EM:1}EM180:Current4:UniqueId_RBV | 46435
| XF:06BM-BI{EM:1}EM180:CurrentName1 | 1
| XF:06BM-BI{EM:1}EM180:CurrentName2 | 2
| XF:06BM-BI{EM:1}EM180:CurrentName3 | 3
| XF:06BM-BI{EM:1}EM180:CurrentName4 | 4
| XF:06BM-BI{EM:1}EM180:CurrentOffset1 | 3.7118e-09
| XF:06BM-BI{EM:1}EM180:CurrentOffset2 | 3.7127e-09
| XF:06BM-BI{EM:1}EM180:CurrentOffset3 | 3.7143e-09
| XF:06BM-BI{EM:1}EM180:CurrentOffset4 | 3.7156e-09
| XF:06BM-BI{EM:1}EM180:CurrentPrec1 | 0
| XF:06BM-BI{EM:1}EM180:CurrentPrec2 | 0
| XF:06BM-BI{EM:1}EM180:CurrentPrec3 | 0
| XF:06BM-BI{EM:1}EM180:CurrentPrec4 | 0
| XF:06BM-BI{EM:1}EM180:CurrentPrecFanout1 | 0
| XF:06BM-BI{EM:1}EM180:CurrentPrecFanout2 | 0
| XF:06BM-BI{EM:1}EM180:CurrentPrecFanout3 | 0
| XF:06BM-BI{EM:1}EM180:CurrentPrecFanout4 | 0
| XF:06BM-BI{EM:1}EM180:CurrentScale1 | 1
| XF:06BM-BI{EM:1}EM180:CurrentScale2 | 1
| XF:06BM-BI{EM:1}EM180:CurrentScale3 | 1
| XF:06BM-BI{EM:1}EM180:CurrentScale4 | 1
| XF:06BM-BI{EM:1}EM180:DiffX:ADCoreVersion_RBV | 2.5.0
| XF:06BM-BI{EM:1}EM180:DiffX:ArrayCallbacks | Enable
| XF:06BM-BI{EM:1}EM180:DiffX:ArrayCallbacks_RBV | Enable
| XF:06BM-BI{EM:1}EM180:DiffX:ArrayCounter | 0
| XF:06BM-BI{EM:1}EM180:DiffX:ArrayCounter_RBV | 46435
| XF:06BM-BI{EM:1}EM180:DiffX:ArrayRate_RBV | 0
| XF:06BM-BI{EM:1}EM180:DiffX:ArraySize_RBV | 0
| XF:06BM-BI{EM:1}EM180:DiffX:ArraySize0_RBV | 125
| XF:06BM-BI{EM:1}EM180:DiffX:ArraySize1_RBV | 0
| XF:06BM-BI{EM:1}EM180:DiffX:ArraySize2_RBV | 0
| XF:06BM-BI{EM:1}EM180:DiffX:ArraySizeX_RBV | 0
| XF:06BM-BI{EM:1}EM180:DiffX:ArraySizeY_RBV | 0
| XF:06BM-BI{EM:1}EM180:DiffX:ArraySizeZ_RBV | 0
| XF:06BM-BI{EM:1}EM180:DiffX:AsynIO | 0
| XF:06BM-BI{EM:1}EM180:DiffX:BayerPattern_RBV | RGGB
| XF:06BM-BI{EM:1}EM180:DiffX:BgdWidth | 1
| XF:06BM-BI{EM:1}EM180:DiffX:BgdWidth_RBV | 1
| XF:06BM-BI{EM:1}EM180:DiffX:BlockingCallbacks | No
| XF:06BM-BI{EM:1}EM180:DiffX:BlockingCallbacks_RBV | No
| XF:06BM-BI{EM:1}EM180:DiffX:CentroidThreshold | 1
| XF:06BM-BI{EM:1}EM180:DiffX:CentroidThreshold_RBV | 1
| XF:06BM-BI{EM:1}EM180:DiffX:CentroidX | 0
| XF:06BM-BI{EM:1}EM180:DiffX:CentroidX_RBV | 0
| XF:06BM-BI{EM:1}EM180:DiffX:CentroidY | 0
| XF:06BM-BI{EM:1}EM180:DiffX:CentroidY_RBV | 0
| XF:06BM-BI{EM:1}EM180:DiffX:ColorMode | Mono
| XF:06BM-BI{EM:1}EM180:DiffX:ColorMode_RBV | Mono
| XF:06BM-BI{EM:1}EM180:DiffX:ComputeCentroid | No
| XF:06BM-BI{EM:1}EM180:DiffX:ComputeCentroid_RBV | No
| XF:06BM-BI{EM:1}EM180:DiffX:ComputeHistogram | No
| XF:06BM-BI{EM:1}EM180:DiffX:ComputeHistogram_RBV | No
| XF:06BM-BI{EM:1}EM180:DiffX:ComputeProfiles | No
| XF:06BM-BI{EM:1}EM180:DiffX:ComputeProfiles_RBV | No
| XF:06BM-BI{EM:1}EM180:DiffX:ComputeStatistics | Yes
| XF:06BM-BI{EM:1}EM180:DiffX:ComputeStatistics_RBV | Yes
| XF:06BM-BI{EM:1}EM180:DiffX:CursorX | 256
| XF:06BM-BI{EM:1}EM180:DiffX:CursorX_RBV | 256
| XF:06BM-BI{EM:1}EM180:DiffX:CursorY | 256
| XF:06BM-BI{EM:1}EM180:DiffX:CursorY_RBV | 256
| XF:06BM-BI{EM:1}EM180:DiffX:DataType | UInt8
| XF:06BM-BI{EM:1}EM180:DiffX:DataType_RBV | Float64
| XF:06BM-BI{EM:1}EM180:DiffX:DroppedArrays | 0
| XF:06BM-BI{EM:1}EM180:DiffX:DroppedArrays_RBV | 0
| XF:06BM-BI{EM:1}EM180:DiffX:EnableCallbacks | Enable
| XF:06BM-BI{EM:1}EM180:DiffX:EnableCallbacks_RBV | Enable
| XF:06BM-BI{EM:1}EM180:DiffX:EpicsTSNsec_RBV | 0
| XF:06BM-BI{EM:1}EM180:DiffX:EpicsTSSec_RBV | 0
| XF:06BM-BI{EM:1}EM180:DiffX:HistEntropy | 0
| XF:06BM-BI{EM:1}EM180:DiffX:HistEntropy_RBV | 0
| XF:06BM-BI{EM:1}EM180:DiffX:HistMax | 255
| XF:06BM-BI{EM:1}EM180:DiffX:HistMax_RBV | 255
| XF:06BM-BI{EM:1}EM180:DiffX:HistMin | 0
| XF:06BM-BI{EM:1}EM180:DiffX:HistMin_RBV | 0
| XF:06BM-BI{EM:1}EM180:DiffX:HistSize | 256
| XF:06BM-BI{EM:1}EM180:DiffX:HistSize_RBV | 256
| XF:06BM-BI{EM:1}EM180:DiffX:MaxSizeX | 125
| XF:06BM-BI{EM:1}EM180:DiffX:MaxSizeY | 1
| XF:06BM-BI{EM:1}EM180:DiffX:MaxValue | 0
| XF:06BM-BI{EM:1}EM180:DiffX:MaxValue_RBV | 1.1968e-07
| XF:06BM-BI{EM:1}EM180:DiffX:MaxX | 0
| XF:06BM-BI{EM:1}EM180:DiffX:MaxX_RBV | 26
| XF:06BM-BI{EM:1}EM180:DiffX:MaxY | 0
| XF:06BM-BI{EM:1}EM180:DiffX:MaxY_RBV | 0
| XF:06BM-BI{EM:1}EM180:DiffX:MeanValue | 0
| XF:06BM-BI{EM:1}EM180:DiffX:MeanValue_RBV | 1.1925e-07
| XF:06BM-BI{EM:1}EM180:DiffX:MinCallbackTime | 0
| XF:06BM-BI{EM:1}EM180:DiffX:MinCallbackTime_RBV | 0
| XF:06BM-BI{EM:1}EM180:DiffX:MinValue | 0
| XF:06BM-BI{EM:1}EM180:DiffX:MinValue_RBV | 1.1881e-07
| XF:06BM-BI{EM:1}EM180:DiffX:MinX | 0
| XF:06BM-BI{EM:1}EM180:DiffX:MinX_RBV | 108
| XF:06BM-BI{EM:1}EM180:DiffX:MinY | 0
| XF:06BM-BI{EM:1}EM180:DiffX:MinY_RBV | 0
| XF:06BM-BI{EM:1}EM180:DiffX:NDArrayAddress | 7
| XF:06BM-BI{EM:1}EM180:DiffX:NDArrayAddress_RBV | 7
| XF:06BM-BI{EM:1}EM180:DiffX:NDArrayPort | EM180
| XF:06BM-BI{EM:1}EM180:DiffX:NDArrayPort_RBV | EM180
| XF:06BM-BI{EM:1}EM180:DiffX:NDimensions_RBV | 1
| XF:06BM-BI{EM:1}EM180:DiffX:Net | 0
| XF:06BM-BI{EM:1}EM180:DiffX:Net_RBV | 3.5863e-09
| XF:06BM-BI{EM:1}EM180:DiffX:PluginType_RBV | NDPluginStats
| XF:06BM-BI{EM:1}EM180:DiffX:PoolAllocBuffers | 2
| XF:06BM-BI{EM:1}EM180:DiffX:PoolFreeBuffers | 1
| XF:06BM-BI{EM:1}EM180:DiffX:PoolMaxBuffers | 0
| XF:06BM-BI{EM:1}EM180:DiffX:PoolMaxMem | 0
| XF:06BM-BI{EM:1}EM180:DiffX:PoolUsedBuffers | 1
| XF:06BM-BI{EM:1}EM180:DiffX:PoolUsedMem | 0.0038147
| XF:06BM-BI{EM:1}EM180:DiffX:PortName_RBV | STATS8
| XF:06BM-BI{EM:1}EM180:DiffX:ProfileSizeX_RBV | 125
| XF:06BM-BI{EM:1}EM180:DiffX:ProfileSizeY_RBV | 1
| XF:06BM-BI{EM:1}EM180:DiffX:QueueFree | 20
| XF:06BM-BI{EM:1}EM180:DiffX:QueueFreeLow | 5
| XF:06BM-BI{EM:1}EM180:DiffX:QueueSize | 20
| XF:06BM-BI{EM:1}EM180:DiffX:QueueSize_RBV | 20
| XF:06BM-BI{EM:1}EM180:DiffX:QueueUse | 0
| XF:06BM-BI{EM:1}EM180:DiffX:QueueUseHIGH | 15
| XF:06BM-BI{EM:1}EM180:DiffX:QueueUseHIHI | 20
| XF:06BM-BI{EM:1}EM180:DiffX:Reset | 0
| XF:06BM-BI{EM:1}EM180:DiffX:Reset1 | 0
| XF:06BM-BI{EM:1}EM180:DiffX:SetXHOPR | 125
| XF:06BM-BI{EM:1}EM180:DiffX:SetYHOPR | 1
| XF:06BM-BI{EM:1}EM180:DiffX:Sigma_RBV | 1.9029e-10
| XF:06BM-BI{EM:1}EM180:DiffX:SigmaValue | 0
| XF:06BM-BI{EM:1}EM180:DiffX:SigmaX | 0
| XF:06BM-BI{EM:1}EM180:DiffX:SigmaX_RBV | 0
| XF:06BM-BI{EM:1}EM180:DiffX:SigmaXY | 0
| XF:06BM-BI{EM:1}EM180:DiffX:SigmaXY_RBV | 0
| XF:06BM-BI{EM:1}EM180:DiffX:SigmaY | 0
| XF:06BM-BI{EM:1}EM180:DiffX:SigmaY_RBV | 0
| XF:06BM-BI{EM:1}EM180:DiffX:TimeStamp_RBV | 877987000
| XF:06BM-BI{EM:1}EM180:DiffX:Total | 0
| XF:06BM-BI{EM:1}EM180:DiffX:Total_RBV | 1.4906e-05
| XF:06BM-BI{EM:1}EM180:DiffX:TSAcquiring | Done
| XF:06BM-BI{EM:1}EM180:DiffX:TSControl | Erase/Start
| XF:06BM-BI{EM:1}EM180:DiffX:TSCurrentPoint | 0
| XF:06BM-BI{EM:1}EM180:DiffX:TSNumPoints | 1000
| XF:06BM-BI{EM:1}EM180:DiffX:TSRead | 3
| XF:06BM-BI{EM:1}EM180:DiffX:UniqueId_RBV | 46435
| XF:06BM-BI{EM:1}EM180:DiffY:ADCoreVersion_RBV | 2.5.0
| XF:06BM-BI{EM:1}EM180:DiffY:ArrayCallbacks | Enable
| XF:06BM-BI{EM:1}EM180:DiffY:ArrayCallbacks_RBV | Enable
| XF:06BM-BI{EM:1}EM180:DiffY:ArrayCounter | 0
| XF:06BM-BI{EM:1}EM180:DiffY:ArrayCounter_RBV | 46435
| XF:06BM-BI{EM:1}EM180:DiffY:ArrayRate_RBV | 0
| XF:06BM-BI{EM:1}EM180:DiffY:ArraySize_RBV | 0
| XF:06BM-BI{EM:1}EM180:DiffY:ArraySize0_RBV | 125
| XF:06BM-BI{EM:1}EM180:DiffY:ArraySize1_RBV | 0
| XF:06BM-BI{EM:1}EM180:DiffY:ArraySize2_RBV | 0
| XF:06BM-BI{EM:1}EM180:DiffY:ArraySizeX_RBV | 0
| XF:06BM-BI{EM:1}EM180:DiffY:ArraySizeY_RBV | 0
| XF:06BM-BI{EM:1}EM180:DiffY:ArraySizeZ_RBV | 0
| XF:06BM-BI{EM:1}EM180:DiffY:AsynIO | 0
| XF:06BM-BI{EM:1}EM180:DiffY:BayerPattern_RBV | RGGB
| XF:06BM-BI{EM:1}EM180:DiffY:BgdWidth | 1
| XF:06BM-BI{EM:1}EM180:DiffY:BgdWidth_RBV | 1
| XF:06BM-BI{EM:1}EM180:DiffY:BlockingCallbacks | No
| XF:06BM-BI{EM:1}EM180:DiffY:BlockingCallbacks_RBV | No
| XF:06BM-BI{EM:1}EM180:DiffY:CentroidThreshold | 1
| XF:06BM-BI{EM:1}EM180:DiffY:CentroidThreshold_RBV | 1
| XF:06BM-BI{EM:1}EM180:DiffY:CentroidX | 0
| XF:06BM-BI{EM:1}EM180:DiffY:CentroidX_RBV | 0
| XF:06BM-BI{EM:1}EM180:DiffY:CentroidY | 0
| XF:06BM-BI{EM:1}EM180:DiffY:CentroidY_RBV | 0
| XF:06BM-BI{EM:1}EM180:DiffY:ColorMode | Mono
| XF:06BM-BI{EM:1}EM180:DiffY:ColorMode_RBV | Mono
| XF:06BM-BI{EM:1}EM180:DiffY:ComputeCentroid | No
| XF:06BM-BI{EM:1}EM180:DiffY:ComputeCentroid_RBV | No
| XF:06BM-BI{EM:1}EM180:DiffY:ComputeHistogram | No
| XF:06BM-BI{EM:1}EM180:DiffY:ComputeHistogram_RBV | No
| XF:06BM-BI{EM:1}EM180:DiffY:ComputeProfiles | No
| XF:06BM-BI{EM:1}EM180:DiffY:ComputeProfiles_RBV | No
| XF:06BM-BI{EM:1}EM180:DiffY:ComputeStatistics | Yes
| XF:06BM-BI{EM:1}EM180:DiffY:ComputeStatistics_RBV | Yes
| XF:06BM-BI{EM:1}EM180:DiffY:CursorX | 256
| XF:06BM-BI{EM:1}EM180:DiffY:CursorX_RBV | 256
| XF:06BM-BI{EM:1}EM180:DiffY:CursorY | 256
| XF:06BM-BI{EM:1}EM180:DiffY:CursorY_RBV | 256
| XF:06BM-BI{EM:1}EM180:DiffY:DataType | UInt8
| XF:06BM-BI{EM:1}EM180:DiffY:DataType_RBV | Float64
| XF:06BM-BI{EM:1}EM180:DiffY:DroppedArrays | 0
| XF:06BM-BI{EM:1}EM180:DiffY:DroppedArrays_RBV | 0
| XF:06BM-BI{EM:1}EM180:DiffY:EnableCallbacks | Enable
| XF:06BM-BI{EM:1}EM180:DiffY:EnableCallbacks_RBV | Enable
| XF:06BM-BI{EM:1}EM180:DiffY:EpicsTSNsec_RBV | 0
| XF:06BM-BI{EM:1}EM180:DiffY:EpicsTSSec_RBV | 0
| XF:06BM-BI{EM:1}EM180:DiffY:HistEntropy | 0
| XF:06BM-BI{EM:1}EM180:DiffY:HistEntropy_RBV | 0
| XF:06BM-BI{EM:1}EM180:DiffY:HistMax | 255
| XF:06BM-BI{EM:1}EM180:DiffY:HistMax_RBV | 255
| XF:06BM-BI{EM:1}EM180:DiffY:HistMin | 0
| XF:06BM-BI{EM:1}EM180:DiffY:HistMin_RBV | 0
| XF:06BM-BI{EM:1}EM180:DiffY:HistSize | 256
| XF:06BM-BI{EM:1}EM180:DiffY:HistSize_RBV | 256
| XF:06BM-BI{EM:1}EM180:DiffY:MaxSizeX | 125
| XF:06BM-BI{EM:1}EM180:DiffY:MaxSizeY | 1
| XF:06BM-BI{EM:1}EM180:DiffY:MaxValue | 0
| XF:06BM-BI{EM:1}EM180:DiffY:MaxValue_RBV | 5.8065e-12
| XF:06BM-BI{EM:1}EM180:DiffY:MaxX | 0
| XF:06BM-BI{EM:1}EM180:DiffY:MaxX_RBV | 124
| XF:06BM-BI{EM:1}EM180:DiffY:MaxY | 0
| XF:06BM-BI{EM:1}EM180:DiffY:MaxY_RBV | 0
| XF:06BM-BI{EM:1}EM180:DiffY:MeanValue | 0
| XF:06BM-BI{EM:1}EM180:DiffY:MeanValue_RBV | -1.8825e-13
| XF:06BM-BI{EM:1}EM180:DiffY:MinCallbackTime | 0
| XF:06BM-BI{EM:1}EM180:DiffY:MinCallbackTime_RBV | 0
| XF:06BM-BI{EM:1}EM180:DiffY:MinValue | 0
| XF:06BM-BI{EM:1}EM180:DiffY:MinValue_RBV | -6.7104e-12
| XF:06BM-BI{EM:1}EM180:DiffY:MinX | 0
| XF:06BM-BI{EM:1}EM180:DiffY:MinX_RBV | 8
| XF:06BM-BI{EM:1}EM180:DiffY:MinY | 0
| XF:06BM-BI{EM:1}EM180:DiffY:MinY_RBV | 0
| XF:06BM-BI{EM:1}EM180:DiffY:NDArrayAddress | 8
| XF:06BM-BI{EM:1}EM180:DiffY:NDArrayAddress_RBV | 8
| XF:06BM-BI{EM:1}EM180:DiffY:NDArrayPort | EM180
| XF:06BM-BI{EM:1}EM180:DiffY:NDArrayPort_RBV | EM180
| XF:06BM-BI{EM:1}EM180:DiffY:NDimensions_RBV | 1
| XF:06BM-BI{EM:1}EM180:DiffY:Net | 0
| XF:06BM-BI{EM:1}EM180:DiffY:Net_RBV | -3.5298e-10
| XF:06BM-BI{EM:1}EM180:DiffY:PluginType_RBV | NDPluginStats
| XF:06BM-BI{EM:1}EM180:DiffY:PoolAllocBuffers | 2
| XF:06BM-BI{EM:1}EM180:DiffY:PoolFreeBuffers | 1
| XF:06BM-BI{EM:1}EM180:DiffY:PoolMaxBuffers | 0
| XF:06BM-BI{EM:1}EM180:DiffY:PoolMaxMem | 0
| XF:06BM-BI{EM:1}EM180:DiffY:PoolUsedBuffers | 1
| XF:06BM-BI{EM:1}EM180:DiffY:PoolUsedMem | 0.0038147
| XF:06BM-BI{EM:1}EM180:DiffY:PortName_RBV | STATS9
| XF:06BM-BI{EM:1}EM180:DiffY:ProfileSizeX_RBV | 125
| XF:06BM-BI{EM:1}EM180:DiffY:ProfileSizeY_RBV | 1
| XF:06BM-BI{EM:1}EM180:DiffY:QueueFree | 20
| XF:06BM-BI{EM:1}EM180:DiffY:QueueFreeLow | 5
| XF:06BM-BI{EM:1}EM180:DiffY:QueueSize | 20
| XF:06BM-BI{EM:1}EM180:DiffY:QueueSize_RBV | 20
| XF:06BM-BI{EM:1}EM180:DiffY:QueueUse | 0
| XF:06BM-BI{EM:1}EM180:DiffY:QueueUseHIGH | 15
| XF:06BM-BI{EM:1}EM180:DiffY:QueueUseHIHI | 20
| XF:06BM-BI{EM:1}EM180:DiffY:Reset | 0
| XF:06BM-BI{EM:1}EM180:DiffY:Reset1 | 0
| XF:06BM-BI{EM:1}EM180:DiffY:SetXHOPR | 125
| XF:06BM-BI{EM:1}EM180:DiffY:SetYHOPR | 1
| XF:06BM-BI{EM:1}EM180:DiffY:Sigma_RBV | 2.6444e-12
| XF:06BM-BI{EM:1}EM180:DiffY:SigmaValue | 0
| XF:06BM-BI{EM:1}EM180:DiffY:SigmaX | 0
| XF:06BM-BI{EM:1}EM180:DiffY:SigmaX_RBV | 0
| XF:06BM-BI{EM:1}EM180:DiffY:SigmaXY | 0
| XF:06BM-BI{EM:1}EM180:DiffY:SigmaXY_RBV | 0
| XF:06BM-BI{EM:1}EM180:DiffY:SigmaY | 0
| XF:06BM-BI{EM:1}EM180:DiffY:SigmaY_RBV | 0
| XF:06BM-BI{EM:1}EM180:DiffY:TimeStamp_RBV | 877987000
| XF:06BM-BI{EM:1}EM180:DiffY:Total | 0
| XF:06BM-BI{EM:1}EM180:DiffY:Total_RBV | -2.3532e-11
| XF:06BM-BI{EM:1}EM180:DiffY:TSAcquiring | Done
| XF:06BM-BI{EM:1}EM180:DiffY:TSControl | Erase/Start
| XF:06BM-BI{EM:1}EM180:DiffY:TSCurrentPoint | 0
| XF:06BM-BI{EM:1}EM180:DiffY:TSNumPoints | 1000
| XF:06BM-BI{EM:1}EM180:DiffY:TSRead | 3
| XF:06BM-BI{EM:1}EM180:DiffY:UniqueId_RBV | 46435
| XF:06BM-BI{EM:1}EM180:FFT:Current1:ADCoreVersion_RBV | 2.5.0
| XF:06BM-BI{EM:1}EM180:FFT:Current1:ArrayCallbacks | Enable
| XF:06BM-BI{EM:1}EM180:FFT:Current1:ArrayCallbacks_RBV | Enable
| XF:06BM-BI{EM:1}EM180:FFT:Current1:ArrayCounter | 0
| XF:06BM-BI{EM:1}EM180:FFT:Current1:ArrayCounter_RBV | 206
| XF:06BM-BI{EM:1}EM180:FFT:Current1:ArrayRate_RBV | 0
| XF:06BM-BI{EM:1}EM180:FFT:Current1:ArraySize_RBV | 0
| XF:06BM-BI{EM:1}EM180:FFT:Current1:ArraySize0_RBV | 2048
| XF:06BM-BI{EM:1}EM180:FFT:Current1:ArraySize1_RBV | 0
| XF:06BM-BI{EM:1}EM180:FFT:Current1:ArraySize2_RBV | 0
| XF:06BM-BI{EM:1}EM180:FFT:Current1:ArraySizeX_RBV | 0
| XF:06BM-BI{EM:1}EM180:FFT:Current1:ArraySizeY_RBV | 0
| XF:06BM-BI{EM:1}EM180:FFT:Current1:ArraySizeZ_RBV | 0
| XF:06BM-BI{EM:1}EM180:FFT:Current1:AsynIO | 0
| XF:06BM-BI{EM:1}EM180:FFT:Current1:BayerPattern_RBV | RGGB
| XF:06BM-BI{EM:1}EM180:FFT:Current1:BlockingCallbacks | No
| XF:06BM-BI{EM:1}EM180:FFT:Current1:BlockingCallbacks_RBV | No
| XF:06BM-BI{EM:1}EM180:FFT:Current1:ColorMode | Mono
| XF:06BM-BI{EM:1}EM180:FFT:Current1:ColorMode_RBV | Mono
| XF:06BM-BI{EM:1}EM180:FFT:Current1:DataType | UInt8
| XF:06BM-BI{EM:1}EM180:FFT:Current1:DataType_RBV | Float64
| XF:06BM-BI{EM:1}EM180:FFT:Current1:DroppedArrays | 0
| XF:06BM-BI{EM:1}EM180:FFT:Current1:DroppedArrays_RBV | 0
| XF:06BM-BI{EM:1}EM180:FFT:Current1:EnableCallbacks | Enable
| XF:06BM-BI{EM:1}EM180:FFT:Current1:EnableCallbacks_RBV | Enable
| XF:06BM-BI{EM:1}EM180:FFT:Current1:EpicsTSNsec_RBV | 0
| XF:06BM-BI{EM:1}EM180:FFT:Current1:EpicsTSSec_RBV | 0
| XF:06BM-BI{EM:1}EM180:FFT:Current1:FFTDirection | Time | to | freq.
| XF:06BM-BI{EM:1}EM180:FFT:Current1:FFTDirection_RBV | Time | to | freq.
| XF:06BM-BI{EM:1}EM180:FFT:Current1:FFTNumAverage | 1
| XF:06BM-BI{EM:1}EM180:FFT:Current1:FFTNumAverage_RBV | 1
| XF:06BM-BI{EM:1}EM180:FFT:Current1:FFTNumAveraged | 1
| XF:06BM-BI{EM:1}EM180:FFT:Current1:FFTResetAverage | Reset
| XF:06BM-BI{EM:1}EM180:FFT:Current1:FFTSuppressDC | Disable
| XF:06BM-BI{EM:1}EM180:FFT:Current1:FFTSuppressDC_RBV | Disable
| XF:06BM-BI{EM:1}EM180:FFT:Current1:FFTTimePerPoint | 0.1
| XF:06BM-BI{EM:1}EM180:FFT:Current1:FFTTimePerPoint_RBV | 0.1
| XF:06BM-BI{EM:1}EM180:FFT:Current1:FFTTimePerPointLink | 0.1
| XF:06BM-BI{EM:1}EM180:FFT:Current1:MinCallbackTime | 0
| XF:06BM-BI{EM:1}EM180:FFT:Current1:MinCallbackTime_RBV | 0
| XF:06BM-BI{EM:1}EM180:FFT:Current1:Name | Current1
| XF:06BM-BI{EM:1}EM180:FFT:Current1:NDArrayAddress | 0
| XF:06BM-BI{EM:1}EM180:FFT:Current1:NDArrayAddress_RBV | 0
| XF:06BM-BI{EM:1}EM180:FFT:Current1:NDArrayPort | TS1
| XF:06BM-BI{EM:1}EM180:FFT:Current1:NDArrayPort_RBV | TS1
| XF:06BM-BI{EM:1}EM180:FFT:Current1:NDimensions_RBV | 1
| XF:06BM-BI{EM:1}EM180:FFT:Current1:PluginType_RBV | NDPluginFFT
| XF:06BM-BI{EM:1}EM180:FFT:Current1:PoolAllocBuffers | 1
| XF:06BM-BI{EM:1}EM180:FFT:Current1:PoolFreeBuffers | 0
| XF:06BM-BI{EM:1}EM180:FFT:Current1:PoolMaxBuffers | 0
| XF:06BM-BI{EM:1}EM180:FFT:Current1:PoolMaxMem | 0
| XF:06BM-BI{EM:1}EM180:FFT:Current1:PoolUsedBuffers | 1
| XF:06BM-BI{EM:1}EM180:FFT:Current1:PoolUsedMem | 0.0078125
| XF:06BM-BI{EM:1}EM180:FFT:Current1:PortName_RBV | FFT1
| XF:06BM-BI{EM:1}EM180:FFT:Current1:QueueFree | 20
| XF:06BM-BI{EM:1}EM180:FFT:Current1:QueueFreeLow | 5
| XF:06BM-BI{EM:1}EM180:FFT:Current1:QueueSize | 20
| XF:06BM-BI{EM:1}EM180:FFT:Current1:QueueSize_RBV | 20
| XF:06BM-BI{EM:1}EM180:FFT:Current1:QueueUse | 0
| XF:06BM-BI{EM:1}EM180:FFT:Current1:QueueUseHIGH | 15
| XF:06BM-BI{EM:1}EM180:FFT:Current1:QueueUseHIHI | 20
| XF:06BM-BI{EM:1}EM180:FFT:Current1:TimeStamp_RBV | 877877000
| XF:06BM-BI{EM:1}EM180:FFT:Current1:UniqueId_RBV | 205
| XF:06BM-BI{EM:1}EM180:FFT:Current2:ADCoreVersion_RBV | 2.5.0
| XF:06BM-BI{EM:1}EM180:FFT:Current2:ArrayCallbacks | Enable
| XF:06BM-BI{EM:1}EM180:FFT:Current2:ArrayCallbacks_RBV | Enable
| XF:06BM-BI{EM:1}EM180:FFT:Current2:ArrayCounter | 0
| XF:06BM-BI{EM:1}EM180:FFT:Current2:ArrayCounter_RBV | 206
| XF:06BM-BI{EM:1}EM180:FFT:Current2:ArrayRate_RBV | 0
| XF:06BM-BI{EM:1}EM180:FFT:Current2:ArraySize_RBV | 0
| XF:06BM-BI{EM:1}EM180:FFT:Current2:ArraySize0_RBV | 2048
| XF:06BM-BI{EM:1}EM180:FFT:Current2:ArraySize1_RBV | 0
| XF:06BM-BI{EM:1}EM180:FFT:Current2:ArraySize2_RBV | 0
| XF:06BM-BI{EM:1}EM180:FFT:Current2:ArraySizeX_RBV | 0
| XF:06BM-BI{EM:1}EM180:FFT:Current2:ArraySizeY_RBV | 0
| XF:06BM-BI{EM:1}EM180:FFT:Current2:ArraySizeZ_RBV | 0
| XF:06BM-BI{EM:1}EM180:FFT:Current2:AsynIO | 0
| XF:06BM-BI{EM:1}EM180:FFT:Current2:BayerPattern_RBV | RGGB
| XF:06BM-BI{EM:1}EM180:FFT:Current2:BlockingCallbacks | No
| XF:06BM-BI{EM:1}EM180:FFT:Current2:BlockingCallbacks_RBV | No
| XF:06BM-BI{EM:1}EM180:FFT:Current2:ColorMode | Mono
| XF:06BM-BI{EM:1}EM180:FFT:Current2:ColorMode_RBV | Mono
| XF:06BM-BI{EM:1}EM180:FFT:Current2:DataType | UInt8
| XF:06BM-BI{EM:1}EM180:FFT:Current2:DataType_RBV | Float64
| XF:06BM-BI{EM:1}EM180:FFT:Current2:DroppedArrays | 0
| XF:06BM-BI{EM:1}EM180:FFT:Current2:DroppedArrays_RBV | 0
| XF:06BM-BI{EM:1}EM180:FFT:Current2:EnableCallbacks | Enable
| XF:06BM-BI{EM:1}EM180:FFT:Current2:EnableCallbacks_RBV | Enable
| XF:06BM-BI{EM:1}EM180:FFT:Current2:EpicsTSNsec_RBV | 0
| XF:06BM-BI{EM:1}EM180:FFT:Current2:EpicsTSSec_RBV | 0
| XF:06BM-BI{EM:1}EM180:FFT:Current2:FFTDirection | Time | to | freq.
| XF:06BM-BI{EM:1}EM180:FFT:Current2:FFTDirection_RBV | Time | to | freq.
| XF:06BM-BI{EM:1}EM180:FFT:Current2:FFTNumAverage | 1
| XF:06BM-BI{EM:1}EM180:FFT:Current2:FFTNumAverage_RBV | 1
| XF:06BM-BI{EM:1}EM180:FFT:Current2:FFTNumAveraged | 1
| XF:06BM-BI{EM:1}EM180:FFT:Current2:FFTResetAverage | Reset
| XF:06BM-BI{EM:1}EM180:FFT:Current2:FFTSuppressDC | Disable
| XF:06BM-BI{EM:1}EM180:FFT:Current2:FFTSuppressDC_RBV | Disable
| XF:06BM-BI{EM:1}EM180:FFT:Current2:FFTTimePerPoint | 0.1
| XF:06BM-BI{EM:1}EM180:FFT:Current2:FFTTimePerPoint_RBV | 0.1
| XF:06BM-BI{EM:1}EM180:FFT:Current2:FFTTimePerPointLink | 0.1
| XF:06BM-BI{EM:1}EM180:FFT:Current2:MinCallbackTime | 0
| XF:06BM-BI{EM:1}EM180:FFT:Current2:MinCallbackTime_RBV | 0
| XF:06BM-BI{EM:1}EM180:FFT:Current2:Name | Current2
| XF:06BM-BI{EM:1}EM180:FFT:Current2:NDArrayAddress | 1
| XF:06BM-BI{EM:1}EM180:FFT:Current2:NDArrayAddress_RBV | 1
| XF:06BM-BI{EM:1}EM180:FFT:Current2:NDArrayPort | TS1
| XF:06BM-BI{EM:1}EM180:FFT:Current2:NDArrayPort_RBV | TS1
| XF:06BM-BI{EM:1}EM180:FFT:Current2:NDimensions_RBV | 1
| XF:06BM-BI{EM:1}EM180:FFT:Current2:PluginType_RBV | NDPluginFFT
| XF:06BM-BI{EM:1}EM180:FFT:Current2:PoolAllocBuffers | 1
| XF:06BM-BI{EM:1}EM180:FFT:Current2:PoolFreeBuffers | 0
| XF:06BM-BI{EM:1}EM180:FFT:Current2:PoolMaxBuffers | 0
| XF:06BM-BI{EM:1}EM180:FFT:Current2:PoolMaxMem | 0
| XF:06BM-BI{EM:1}EM180:FFT:Current2:PoolUsedBuffers | 1
| XF:06BM-BI{EM:1}EM180:FFT:Current2:PoolUsedMem | 0.0078125
| XF:06BM-BI{EM:1}EM180:FFT:Current2:PortName_RBV | FFT2
| XF:06BM-BI{EM:1}EM180:FFT:Current2:QueueFree | 20
| XF:06BM-BI{EM:1}EM180:FFT:Current2:QueueFreeLow | 5
| XF:06BM-BI{EM:1}EM180:FFT:Current2:QueueSize | 20
| XF:06BM-BI{EM:1}EM180:FFT:Current2:QueueSize_RBV | 20
| XF:06BM-BI{EM:1}EM180:FFT:Current2:QueueUse | 0
| XF:06BM-BI{EM:1}EM180:FFT:Current2:QueueUseHIGH | 15
| XF:06BM-BI{EM:1}EM180:FFT:Current2:QueueUseHIHI | 20
| XF:06BM-BI{EM:1}EM180:FFT:Current2:TimeStamp_RBV | 877877000
| XF:06BM-BI{EM:1}EM180:FFT:Current2:UniqueId_RBV | 205
| XF:06BM-BI{EM:1}EM180:FFT:Current3:ADCoreVersion_RBV | 2.5.0
| XF:06BM-BI{EM:1}EM180:FFT:Current3:ArrayCallbacks | Enable
| XF:06BM-BI{EM:1}EM180:FFT:Current3:ArrayCallbacks_RBV | Enable
| XF:06BM-BI{EM:1}EM180:FFT:Current3:ArrayCounter | 0
| XF:06BM-BI{EM:1}EM180:FFT:Current3:ArrayCounter_RBV | 206
| XF:06BM-BI{EM:1}EM180:FFT:Current3:ArrayRate_RBV | 0
| XF:06BM-BI{EM:1}EM180:FFT:Current3:ArraySize_RBV | 0
| XF:06BM-BI{EM:1}EM180:FFT:Current3:ArraySize0_RBV | 2048
| XF:06BM-BI{EM:1}EM180:FFT:Current3:ArraySize1_RBV | 0
| XF:06BM-BI{EM:1}EM180:FFT:Current3:ArraySize2_RBV | 0
| XF:06BM-BI{EM:1}EM180:FFT:Current3:ArraySizeX_RBV | 0
| XF:06BM-BI{EM:1}EM180:FFT:Current3:ArraySizeY_RBV | 0
| XF:06BM-BI{EM:1}EM180:FFT:Current3:ArraySizeZ_RBV | 0
| XF:06BM-BI{EM:1}EM180:FFT:Current3:AsynIO | 0
| XF:06BM-BI{EM:1}EM180:FFT:Current3:BayerPattern_RBV | RGGB
| XF:06BM-BI{EM:1}EM180:FFT:Current3:BlockingCallbacks | No
| XF:06BM-BI{EM:1}EM180:FFT:Current3:BlockingCallbacks_RBV | No
| XF:06BM-BI{EM:1}EM180:FFT:Current3:ColorMode | Mono
| XF:06BM-BI{EM:1}EM180:FFT:Current3:ColorMode_RBV | Mono
| XF:06BM-BI{EM:1}EM180:FFT:Current3:DataType | UInt8
| XF:06BM-BI{EM:1}EM180:FFT:Current3:DataType_RBV | Float64
| XF:06BM-BI{EM:1}EM180:FFT:Current3:DroppedArrays | 0
| XF:06BM-BI{EM:1}EM180:FFT:Current3:DroppedArrays_RBV | 0
| XF:06BM-BI{EM:1}EM180:FFT:Current3:EnableCallbacks | Enable
| XF:06BM-BI{EM:1}EM180:FFT:Current3:EnableCallbacks_RBV | Enable
| XF:06BM-BI{EM:1}EM180:FFT:Current3:EpicsTSNsec_RBV | 0
| XF:06BM-BI{EM:1}EM180:FFT:Current3:EpicsTSSec_RBV | 0
| XF:06BM-BI{EM:1}EM180:FFT:Current3:FFTDirection | Time | to | freq.
| XF:06BM-BI{EM:1}EM180:FFT:Current3:FFTDirection_RBV | Time | to | freq.
| XF:06BM-BI{EM:1}EM180:FFT:Current3:FFTNumAverage | 1
| XF:06BM-BI{EM:1}EM180:FFT:Current3:FFTNumAverage_RBV | 1
| XF:06BM-BI{EM:1}EM180:FFT:Current3:FFTNumAveraged | 1
| XF:06BM-BI{EM:1}EM180:FFT:Current3:FFTResetAverage | Reset
| XF:06BM-BI{EM:1}EM180:FFT:Current3:FFTSuppressDC | Disable
| XF:06BM-BI{EM:1}EM180:FFT:Current3:FFTSuppressDC_RBV | Disable
| XF:06BM-BI{EM:1}EM180:FFT:Current3:FFTTimePerPoint | 0.1
| XF:06BM-BI{EM:1}EM180:FFT:Current3:FFTTimePerPoint_RBV | 0.1
| XF:06BM-BI{EM:1}EM180:FFT:Current3:FFTTimePerPointLink | 0.1
| XF:06BM-BI{EM:1}EM180:FFT:Current3:MinCallbackTime | 0
| XF:06BM-BI{EM:1}EM180:FFT:Current3:MinCallbackTime_RBV | 0
| XF:06BM-BI{EM:1}EM180:FFT:Current3:Name | Current3
| XF:06BM-BI{EM:1}EM180:FFT:Current3:NDArrayAddress | 2
| XF:06BM-BI{EM:1}EM180:FFT:Current3:NDArrayAddress_RBV | 2
| XF:06BM-BI{EM:1}EM180:FFT:Current3:NDArrayPort | TS1
| XF:06BM-BI{EM:1}EM180:FFT:Current3:NDArrayPort_RBV | TS1
| XF:06BM-BI{EM:1}EM180:FFT:Current3:NDimensions_RBV | 1
| XF:06BM-BI{EM:1}EM180:FFT:Current3:PluginType_RBV | NDPluginFFT
| XF:06BM-BI{EM:1}EM180:FFT:Current3:PoolAllocBuffers | 1
| XF:06BM-BI{EM:1}EM180:FFT:Current3:PoolFreeBuffers | 0
| XF:06BM-BI{EM:1}EM180:FFT:Current3:PoolMaxBuffers | 0
| XF:06BM-BI{EM:1}EM180:FFT:Current3:PoolMaxMem | 0
| XF:06BM-BI{EM:1}EM180:FFT:Current3:PoolUsedBuffers | 1
| XF:06BM-BI{EM:1}EM180:FFT:Current3:PoolUsedMem | 0.0078125
| XF:06BM-BI{EM:1}EM180:FFT:Current3:PortName_RBV | FFT3
| XF:06BM-BI{EM:1}EM180:FFT:Current3:QueueFree | 20
| XF:06BM-BI{EM:1}EM180:FFT:Current3:QueueFreeLow | 5
| XF:06BM-BI{EM:1}EM180:FFT:Current3:QueueSize | 20
| XF:06BM-BI{EM:1}EM180:FFT:Current3:QueueSize_RBV | 20
| XF:06BM-BI{EM:1}EM180:FFT:Current3:QueueUse | 0
| XF:06BM-BI{EM:1}EM180:FFT:Current3:QueueUseHIGH | 15
| XF:06BM-BI{EM:1}EM180:FFT:Current3:QueueUseHIHI | 20
| XF:06BM-BI{EM:1}EM180:FFT:Current3:TimeStamp_RBV | 877877000
| XF:06BM-BI{EM:1}EM180:FFT:Current3:UniqueId_RBV | 205
| XF:06BM-BI{EM:1}EM180:FFT:Current4:ADCoreVersion_RBV | 2.5.0
| XF:06BM-BI{EM:1}EM180:FFT:Current4:ArrayCallbacks | Enable
| XF:06BM-BI{EM:1}EM180:FFT:Current4:ArrayCallbacks_RBV | Enable
| XF:06BM-BI{EM:1}EM180:FFT:Current4:ArrayCounter | 0
| XF:06BM-BI{EM:1}EM180:FFT:Current4:ArrayCounter_RBV | 206
| XF:06BM-BI{EM:1}EM180:FFT:Current4:ArrayRate_RBV | 0
| XF:06BM-BI{EM:1}EM180:FFT:Current4:ArraySize_RBV | 0
| XF:06BM-BI{EM:1}EM180:FFT:Current4:ArraySize0_RBV | 2048
| XF:06BM-BI{EM:1}EM180:FFT:Current4:ArraySize1_RBV | 0
| XF:06BM-BI{EM:1}EM180:FFT:Current4:ArraySize2_RBV | 0
| XF:06BM-BI{EM:1}EM180:FFT:Current4:ArraySizeX_RBV | 0
| XF:06BM-BI{EM:1}EM180:FFT:Current4:ArraySizeY_RBV | 0
| XF:06BM-BI{EM:1}EM180:FFT:Current4:ArraySizeZ_RBV | 0
| XF:06BM-BI{EM:1}EM180:FFT:Current4:AsynIO | 0
| XF:06BM-BI{EM:1}EM180:FFT:Current4:BayerPattern_RBV | RGGB
| XF:06BM-BI{EM:1}EM180:FFT:Current4:BlockingCallbacks | No
| XF:06BM-BI{EM:1}EM180:FFT:Current4:BlockingCallbacks_RBV | No
| XF:06BM-BI{EM:1}EM180:FFT:Current4:ColorMode | Mono
| XF:06BM-BI{EM:1}EM180:FFT:Current4:ColorMode_RBV | Mono
| XF:06BM-BI{EM:1}EM180:FFT:Current4:DataType | UInt8
| XF:06BM-BI{EM:1}EM180:FFT:Current4:DataType_RBV | Float64
| XF:06BM-BI{EM:1}EM180:FFT:Current4:DroppedArrays | 0
| XF:06BM-BI{EM:1}EM180:FFT:Current4:DroppedArrays_RBV | 0
| XF:06BM-BI{EM:1}EM180:FFT:Current4:EnableCallbacks | Enable
| XF:06BM-BI{EM:1}EM180:FFT:Current4:EnableCallbacks_RBV | Enable
| XF:06BM-BI{EM:1}EM180:FFT:Current4:EpicsTSNsec_RBV | 0
| XF:06BM-BI{EM:1}EM180:FFT:Current4:EpicsTSSec_RBV | 0
| XF:06BM-BI{EM:1}EM180:FFT:Current4:FFTDirection | Time | to | freq.
| XF:06BM-BI{EM:1}EM180:FFT:Current4:FFTDirection_RBV | Time | to | freq.
| XF:06BM-BI{EM:1}EM180:FFT:Current4:FFTNumAverage | 1
| XF:06BM-BI{EM:1}EM180:FFT:Current4:FFTNumAverage_RBV | 1
| XF:06BM-BI{EM:1}EM180:FFT:Current4:FFTNumAveraged | 1
| XF:06BM-BI{EM:1}EM180:FFT:Current4:FFTResetAverage | Reset
| XF:06BM-BI{EM:1}EM180:FFT:Current4:FFTSuppressDC | Disable
| XF:06BM-BI{EM:1}EM180:FFT:Current4:FFTSuppressDC_RBV | Disable
| XF:06BM-BI{EM:1}EM180:FFT:Current4:FFTTimePerPoint | 0.1
| XF:06BM-BI{EM:1}EM180:FFT:Current4:FFTTimePerPoint_RBV | 0.1
| XF:06BM-BI{EM:1}EM180:FFT:Current4:FFTTimePerPointLink | 0.1
| XF:06BM-BI{EM:1}EM180:FFT:Current4:MinCallbackTime | 0
| XF:06BM-BI{EM:1}EM180:FFT:Current4:MinCallbackTime_RBV | 0
| XF:06BM-BI{EM:1}EM180:FFT:Current4:Name | Current4
| XF:06BM-BI{EM:1}EM180:FFT:Current4:NDArrayAddress | 3
| XF:06BM-BI{EM:1}EM180:FFT:Current4:NDArrayAddress_RBV | 3
| XF:06BM-BI{EM:1}EM180:FFT:Current4:NDArrayPort | TS1
| XF:06BM-BI{EM:1}EM180:FFT:Current4:NDArrayPort_RBV | TS1
| XF:06BM-BI{EM:1}EM180:FFT:Current4:NDimensions_RBV | 1
| XF:06BM-BI{EM:1}EM180:FFT:Current4:PluginType_RBV | NDPluginFFT
| XF:06BM-BI{EM:1}EM180:FFT:Current4:PoolAllocBuffers | 1
| XF:06BM-BI{EM:1}EM180:FFT:Current4:PoolFreeBuffers | 0
| XF:06BM-BI{EM:1}EM180:FFT:Current4:PoolMaxBuffers | 0
| XF:06BM-BI{EM:1}EM180:FFT:Current4:PoolMaxMem | 0
| XF:06BM-BI{EM:1}EM180:FFT:Current4:PoolUsedBuffers | 1
| XF:06BM-BI{EM:1}EM180:FFT:Current4:PoolUsedMem | 0.0078125
| XF:06BM-BI{EM:1}EM180:FFT:Current4:PortName_RBV | FFT4
| XF:06BM-BI{EM:1}EM180:FFT:Current4:QueueFree | 20
| XF:06BM-BI{EM:1}EM180:FFT:Current4:QueueFreeLow | 5
| XF:06BM-BI{EM:1}EM180:FFT:Current4:QueueSize | 20
| XF:06BM-BI{EM:1}EM180:FFT:Current4:QueueSize_RBV | 20
| XF:06BM-BI{EM:1}EM180:FFT:Current4:QueueUse | 0
| XF:06BM-BI{EM:1}EM180:FFT:Current4:QueueUseHIGH | 15
| XF:06BM-BI{EM:1}EM180:FFT:Current4:QueueUseHIHI | 20
| XF:06BM-BI{EM:1}EM180:FFT:Current4:TimeStamp_RBV | 877877000
| XF:06BM-BI{EM:1}EM180:FFT:Current4:UniqueId_RBV | 205
| XF:06BM-BI{EM:1}EM180:FFT:DiffX:ADCoreVersion_RBV | 2.5.0
| XF:06BM-BI{EM:1}EM180:FFT:DiffX:ArrayCallbacks | Enable
| XF:06BM-BI{EM:1}EM180:FFT:DiffX:ArrayCallbacks_RBV | Enable
| XF:06BM-BI{EM:1}EM180:FFT:DiffX:ArrayCounter | 0
| XF:06BM-BI{EM:1}EM180:FFT:DiffX:ArrayCounter_RBV | 206
| XF:06BM-BI{EM:1}EM180:FFT:DiffX:ArrayRate_RBV | 0
| XF:06BM-BI{EM:1}EM180:FFT:DiffX:ArraySize_RBV | 0
| XF:06BM-BI{EM:1}EM180:FFT:DiffX:ArraySize0_RBV | 2048
| XF:06BM-BI{EM:1}EM180:FFT:DiffX:ArraySize1_RBV | 0
| XF:06BM-BI{EM:1}EM180:FFT:DiffX:ArraySize2_RBV | 0
| XF:06BM-BI{EM:1}EM180:FFT:DiffX:ArraySizeX_RBV | 0
| XF:06BM-BI{EM:1}EM180:FFT:DiffX:ArraySizeY_RBV | 0
| XF:06BM-BI{EM:1}EM180:FFT:DiffX:ArraySizeZ_RBV | 0
| XF:06BM-BI{EM:1}EM180:FFT:DiffX:AsynIO | 0
| XF:06BM-BI{EM:1}EM180:FFT:DiffX:BayerPattern_RBV | RGGB
| XF:06BM-BI{EM:1}EM180:FFT:DiffX:BlockingCallbacks | No
| XF:06BM-BI{EM:1}EM180:FFT:DiffX:BlockingCallbacks_RBV | No
| XF:06BM-BI{EM:1}EM180:FFT:DiffX:ColorMode | Mono
| XF:06BM-BI{EM:1}EM180:FFT:DiffX:ColorMode_RBV | Mono
| XF:06BM-BI{EM:1}EM180:FFT:DiffX:DataType | UInt8
| XF:06BM-BI{EM:1}EM180:FFT:DiffX:DataType_RBV | Float64
| XF:06BM-BI{EM:1}EM180:FFT:DiffX:DroppedArrays | 0
| XF:06BM-BI{EM:1}EM180:FFT:DiffX:DroppedArrays_RBV | 0
| XF:06BM-BI{EM:1}EM180:FFT:DiffX:EnableCallbacks | Enable
| XF:06BM-BI{EM:1}EM180:FFT:DiffX:EnableCallbacks_RBV | Enable
| XF:06BM-BI{EM:1}EM180:FFT:DiffX:EpicsTSNsec_RBV | 0
| XF:06BM-BI{EM:1}EM180:FFT:DiffX:EpicsTSSec_RBV | 0
| XF:06BM-BI{EM:1}EM180:FFT:DiffX:FFTDirection | Time | to | freq.
| XF:06BM-BI{EM:1}EM180:FFT:DiffX:FFTDirection_RBV | Time | to | freq.
| XF:06BM-BI{EM:1}EM180:FFT:DiffX:FFTNumAverage | 1
| XF:06BM-BI{EM:1}EM180:FFT:DiffX:FFTNumAverage_RBV | 1
| XF:06BM-BI{EM:1}EM180:FFT:DiffX:FFTNumAveraged | 1
| XF:06BM-BI{EM:1}EM180:FFT:DiffX:FFTResetAverage | Reset
| XF:06BM-BI{EM:1}EM180:FFT:DiffX:FFTSuppressDC | Disable
| XF:06BM-BI{EM:1}EM180:FFT:DiffX:FFTSuppressDC_RBV | Disable
| XF:06BM-BI{EM:1}EM180:FFT:DiffX:FFTTimePerPoint | 0.1
| XF:06BM-BI{EM:1}EM180:FFT:DiffX:FFTTimePerPoint_RBV | 0.1
| XF:06BM-BI{EM:1}EM180:FFT:DiffX:FFTTimePerPointLink | 0.1
| XF:06BM-BI{EM:1}EM180:FFT:DiffX:MinCallbackTime | 0
| XF:06BM-BI{EM:1}EM180:FFT:DiffX:MinCallbackTime_RBV | 0
| XF:06BM-BI{EM:1}EM180:FFT:DiffX:Name | DiffX
| XF:06BM-BI{EM:1}EM180:FFT:DiffX:NDArrayAddress | 7
| XF:06BM-BI{EM:1}EM180:FFT:DiffX:NDArrayAddress_RBV | 7
| XF:06BM-BI{EM:1}EM180:FFT:DiffX:NDArrayPort | TS1
| XF:06BM-BI{EM:1}EM180:FFT:DiffX:NDArrayPort_RBV | TS1
| XF:06BM-BI{EM:1}EM180:FFT:DiffX:NDimensions_RBV | 1
| XF:06BM-BI{EM:1}EM180:FFT:DiffX:PluginType_RBV | NDPluginFFT
| XF:06BM-BI{EM:1}EM180:FFT:DiffX:PoolAllocBuffers | 1
| XF:06BM-BI{EM:1}EM180:FFT:DiffX:PoolFreeBuffers | 0
| XF:06BM-BI{EM:1}EM180:FFT:DiffX:PoolMaxBuffers | 0
| XF:06BM-BI{EM:1}EM180:FFT:DiffX:PoolMaxMem | 0
| XF:06BM-BI{EM:1}EM180:FFT:DiffX:PoolUsedBuffers | 1
| XF:06BM-BI{EM:1}EM180:FFT:DiffX:PoolUsedMem | 0.0078125
| XF:06BM-BI{EM:1}EM180:FFT:DiffX:PortName_RBV | FFT8
| XF:06BM-BI{EM:1}EM180:FFT:DiffX:QueueFree | 20
| XF:06BM-BI{EM:1}EM180:FFT:DiffX:QueueFreeLow | 5
| XF:06BM-BI{EM:1}EM180:FFT:DiffX:QueueSize | 20
| XF:06BM-BI{EM:1}EM180:FFT:DiffX:QueueSize_RBV | 20
| XF:06BM-BI{EM:1}EM180:FFT:DiffX:QueueUse | 0
| XF:06BM-BI{EM:1}EM180:FFT:DiffX:QueueUseHIGH | 15
| XF:06BM-BI{EM:1}EM180:FFT:DiffX:QueueUseHIHI | 20
| XF:06BM-BI{EM:1}EM180:FFT:DiffX:TimeStamp_RBV | 877877000
| XF:06BM-BI{EM:1}EM180:FFT:DiffX:UniqueId_RBV | 205
| XF:06BM-BI{EM:1}EM180:FFT:DiffY:ADCoreVersion_RBV | 2.5.0
| XF:06BM-BI{EM:1}EM180:FFT:DiffY:ArrayCallbacks | Enable
| XF:06BM-BI{EM:1}EM180:FFT:DiffY:ArrayCallbacks_RBV | Enable
| XF:06BM-BI{EM:1}EM180:FFT:DiffY:ArrayCounter | 0
| XF:06BM-BI{EM:1}EM180:FFT:DiffY:ArrayCounter_RBV | 206
| XF:06BM-BI{EM:1}EM180:FFT:DiffY:ArrayRate_RBV | 0
| XF:06BM-BI{EM:1}EM180:FFT:DiffY:ArraySize_RBV | 0
| XF:06BM-BI{EM:1}EM180:FFT:DiffY:ArraySize0_RBV | 2048
| XF:06BM-BI{EM:1}EM180:FFT:DiffY:ArraySize1_RBV | 0
| XF:06BM-BI{EM:1}EM180:FFT:DiffY:ArraySize2_RBV | 0
| XF:06BM-BI{EM:1}EM180:FFT:DiffY:ArraySizeX_RBV | 0
| XF:06BM-BI{EM:1}EM180:FFT:DiffY:ArraySizeY_RBV | 0
| XF:06BM-BI{EM:1}EM180:FFT:DiffY:ArraySizeZ_RBV | 0
| XF:06BM-BI{EM:1}EM180:FFT:DiffY:AsynIO | 0
| XF:06BM-BI{EM:1}EM180:FFT:DiffY:BayerPattern_RBV | RGGB
| XF:06BM-BI{EM:1}EM180:FFT:DiffY:BlockingCallbacks | No
| XF:06BM-BI{EM:1}EM180:FFT:DiffY:BlockingCallbacks_RBV | No
| XF:06BM-BI{EM:1}EM180:FFT:DiffY:ColorMode | Mono
| XF:06BM-BI{EM:1}EM180:FFT:DiffY:ColorMode_RBV | Mono
| XF:06BM-BI{EM:1}EM180:FFT:DiffY:DataType | UInt8
| XF:06BM-BI{EM:1}EM180:FFT:DiffY:DataType_RBV | Float64
| XF:06BM-BI{EM:1}EM180:FFT:DiffY:DroppedArrays | 0
| XF:06BM-BI{EM:1}EM180:FFT:DiffY:DroppedArrays_RBV | 0
| XF:06BM-BI{EM:1}EM180:FFT:DiffY:EnableCallbacks | Enable
| XF:06BM-BI{EM:1}EM180:FFT:DiffY:EnableCallbacks_RBV | Enable
| XF:06BM-BI{EM:1}EM180:FFT:DiffY:EpicsTSNsec_RBV | 0
| XF:06BM-BI{EM:1}EM180:FFT:DiffY:EpicsTSSec_RBV | 0
| XF:06BM-BI{EM:1}EM180:FFT:DiffY:FFTDirection | Time | to | freq.
| XF:06BM-BI{EM:1}EM180:FFT:DiffY:FFTDirection_RBV | Time | to | freq.
| XF:06BM-BI{EM:1}EM180:FFT:DiffY:FFTNumAverage | 1
| XF:06BM-BI{EM:1}EM180:FFT:DiffY:FFTNumAverage_RBV | 1
| XF:06BM-BI{EM:1}EM180:FFT:DiffY:FFTNumAveraged | 1
| XF:06BM-BI{EM:1}EM180:FFT:DiffY:FFTResetAverage | Reset
| XF:06BM-BI{EM:1}EM180:FFT:DiffY:FFTSuppressDC | Disable
| XF:06BM-BI{EM:1}EM180:FFT:DiffY:FFTSuppressDC_RBV | Disable
| XF:06BM-BI{EM:1}EM180:FFT:DiffY:FFTTimePerPoint | 0.1
| XF:06BM-BI{EM:1}EM180:FFT:DiffY:FFTTimePerPoint_RBV | 0.1
| XF:06BM-BI{EM:1}EM180:FFT:DiffY:FFTTimePerPointLink | 0.1
| XF:06BM-BI{EM:1}EM180:FFT:DiffY:MinCallbackTime | 0
| XF:06BM-BI{EM:1}EM180:FFT:DiffY:MinCallbackTime_RBV | 0
| XF:06BM-BI{EM:1}EM180:FFT:DiffY:Name | DiffY
| XF:06BM-BI{EM:1}EM180:FFT:DiffY:NDArrayAddress | 8
| XF:06BM-BI{EM:1}EM180:FFT:DiffY:NDArrayAddress_RBV | 8
| XF:06BM-BI{EM:1}EM180:FFT:DiffY:NDArrayPort | TS1
| XF:06BM-BI{EM:1}EM180:FFT:DiffY:NDArrayPort_RBV | TS1
| XF:06BM-BI{EM:1}EM180:FFT:DiffY:NDimensions_RBV | 1
| XF:06BM-BI{EM:1}EM180:FFT:DiffY:PluginType_RBV | NDPluginFFT
| XF:06BM-BI{EM:1}EM180:FFT:DiffY:PoolAllocBuffers | 1
| XF:06BM-BI{EM:1}EM180:FFT:DiffY:PoolFreeBuffers | 0
| XF:06BM-BI{EM:1}EM180:FFT:DiffY:PoolMaxBuffers | 0
| XF:06BM-BI{EM:1}EM180:FFT:DiffY:PoolMaxMem | 0
| XF:06BM-BI{EM:1}EM180:FFT:DiffY:PoolUsedBuffers | 1
| XF:06BM-BI{EM:1}EM180:FFT:DiffY:PoolUsedMem | 0.0078125
| XF:06BM-BI{EM:1}EM180:FFT:DiffY:PortName_RBV | FFT9
| XF:06BM-BI{EM:1}EM180:FFT:DiffY:QueueFree | 20
| XF:06BM-BI{EM:1}EM180:FFT:DiffY:QueueFreeLow | 5
| XF:06BM-BI{EM:1}EM180:FFT:DiffY:QueueSize | 20
| XF:06BM-BI{EM:1}EM180:FFT:DiffY:QueueSize_RBV | 20
| XF:06BM-BI{EM:1}EM180:FFT:DiffY:QueueUse | 0
| XF:06BM-BI{EM:1}EM180:FFT:DiffY:QueueUseHIGH | 15
| XF:06BM-BI{EM:1}EM180:FFT:DiffY:QueueUseHIHI | 20
| XF:06BM-BI{EM:1}EM180:FFT:DiffY:TimeStamp_RBV | 877877000
| XF:06BM-BI{EM:1}EM180:FFT:DiffY:UniqueId_RBV | 205
| XF:06BM-BI{EM:1}EM180:FFT:PosX:ADCoreVersion_RBV | 2.5.0
| XF:06BM-BI{EM:1}EM180:FFT:PosX:ArrayCallbacks | Enable
| XF:06BM-BI{EM:1}EM180:FFT:PosX:ArrayCallbacks_RBV | Enable
| XF:06BM-BI{EM:1}EM180:FFT:PosX:ArrayCounter | 0
| XF:06BM-BI{EM:1}EM180:FFT:PosX:ArrayCounter_RBV | 206
| XF:06BM-BI{EM:1}EM180:FFT:PosX:ArrayRate_RBV | 0
| XF:06BM-BI{EM:1}EM180:FFT:PosX:ArraySize_RBV | 0
| XF:06BM-BI{EM:1}EM180:FFT:PosX:ArraySize0_RBV | 2048
| XF:06BM-BI{EM:1}EM180:FFT:PosX:ArraySize1_RBV | 0
| XF:06BM-BI{EM:1}EM180:FFT:PosX:ArraySize2_RBV | 0
| XF:06BM-BI{EM:1}EM180:FFT:PosX:ArraySizeX_RBV | 0
| XF:06BM-BI{EM:1}EM180:FFT:PosX:ArraySizeY_RBV | 0
| XF:06BM-BI{EM:1}EM180:FFT:PosX:ArraySizeZ_RBV | 0
| XF:06BM-BI{EM:1}EM180:FFT:PosX:AsynIO | 0
| XF:06BM-BI{EM:1}EM180:FFT:PosX:BayerPattern_RBV | RGGB
| XF:06BM-BI{EM:1}EM180:FFT:PosX:BlockingCallbacks | No
| XF:06BM-BI{EM:1}EM180:FFT:PosX:BlockingCallbacks_RBV | No
| XF:06BM-BI{EM:1}EM180:FFT:PosX:ColorMode | Mono
| XF:06BM-BI{EM:1}EM180:FFT:PosX:ColorMode_RBV | Mono
| XF:06BM-BI{EM:1}EM180:FFT:PosX:DataType | UInt8
| XF:06BM-BI{EM:1}EM180:FFT:PosX:DataType_RBV | Float64
| XF:06BM-BI{EM:1}EM180:FFT:PosX:DroppedArrays | 0
| XF:06BM-BI{EM:1}EM180:FFT:PosX:DroppedArrays_RBV | 0
| XF:06BM-BI{EM:1}EM180:FFT:PosX:EnableCallbacks | Enable
| XF:06BM-BI{EM:1}EM180:FFT:PosX:EnableCallbacks_RBV | Enable
| XF:06BM-BI{EM:1}EM180:FFT:PosX:EpicsTSNsec_RBV | 0
| XF:06BM-BI{EM:1}EM180:FFT:PosX:EpicsTSSec_RBV | 0
| XF:06BM-BI{EM:1}EM180:FFT:PosX:FFTDirection | Time | to | freq.
| XF:06BM-BI{EM:1}EM180:FFT:PosX:FFTDirection_RBV | Time | to | freq.
| XF:06BM-BI{EM:1}EM180:FFT:PosX:FFTNumAverage | 1
| XF:06BM-BI{EM:1}EM180:FFT:PosX:FFTNumAverage_RBV | 1
| XF:06BM-BI{EM:1}EM180:FFT:PosX:FFTNumAveraged | 1
| XF:06BM-BI{EM:1}EM180:FFT:PosX:FFTResetAverage | Reset
| XF:06BM-BI{EM:1}EM180:FFT:PosX:FFTSuppressDC | Disable
| XF:06BM-BI{EM:1}EM180:FFT:PosX:FFTSuppressDC_RBV | Disable
| XF:06BM-BI{EM:1}EM180:FFT:PosX:FFTTimePerPoint | 0.1
| XF:06BM-BI{EM:1}EM180:FFT:PosX:FFTTimePerPoint_RBV | 0.1
| XF:06BM-BI{EM:1}EM180:FFT:PosX:FFTTimePerPointLink | 0.1
| XF:06BM-BI{EM:1}EM180:FFT:PosX:MinCallbackTime | 0
| XF:06BM-BI{EM:1}EM180:FFT:PosX:MinCallbackTime_RBV | 0
| XF:06BM-BI{EM:1}EM180:FFT:PosX:Name | PosX
| XF:06BM-BI{EM:1}EM180:FFT:PosX:NDArrayAddress | 9
| XF:06BM-BI{EM:1}EM180:FFT:PosX:NDArrayAddress_RBV | 9
| XF:06BM-BI{EM:1}EM180:FFT:PosX:NDArrayPort | TS1
| XF:06BM-BI{EM:1}EM180:FFT:PosX:NDArrayPort_RBV | TS1
| XF:06BM-BI{EM:1}EM180:FFT:PosX:NDimensions_RBV | 1
| XF:06BM-BI{EM:1}EM180:FFT:PosX:PluginType_RBV | NDPluginFFT
| XF:06BM-BI{EM:1}EM180:FFT:PosX:PoolAllocBuffers | 1
| XF:06BM-BI{EM:1}EM180:FFT:PosX:PoolFreeBuffers | 0
| XF:06BM-BI{EM:1}EM180:FFT:PosX:PoolMaxBuffers | 0
| XF:06BM-BI{EM:1}EM180:FFT:PosX:PoolMaxMem | 0
| XF:06BM-BI{EM:1}EM180:FFT:PosX:PoolUsedBuffers | 1
| XF:06BM-BI{EM:1}EM180:FFT:PosX:PoolUsedMem | 0.0078125
| XF:06BM-BI{EM:1}EM180:FFT:PosX:PortName_RBV | FFT10
| XF:06BM-BI{EM:1}EM180:FFT:PosX:QueueFree | 20
| XF:06BM-BI{EM:1}EM180:FFT:PosX:QueueFreeLow | 5
| XF:06BM-BI{EM:1}EM180:FFT:PosX:QueueSize | 20
| XF:06BM-BI{EM:1}EM180:FFT:PosX:QueueSize_RBV | 20
| XF:06BM-BI{EM:1}EM180:FFT:PosX:QueueUse | 0
| XF:06BM-BI{EM:1}EM180:FFT:PosX:QueueUseHIGH | 15
| XF:06BM-BI{EM:1}EM180:FFT:PosX:QueueUseHIHI | 20
| XF:06BM-BI{EM:1}EM180:FFT:PosX:TimeStamp_RBV | 877877000
| XF:06BM-BI{EM:1}EM180:FFT:PosX:UniqueId_RBV | 205
| XF:06BM-BI{EM:1}EM180:FFT:PosY:ADCoreVersion_RBV | 2.5.0
| XF:06BM-BI{EM:1}EM180:FFT:PosY:ArrayCallbacks | Enable
| XF:06BM-BI{EM:1}EM180:FFT:PosY:ArrayCallbacks_RBV | Enable
| XF:06BM-BI{EM:1}EM180:FFT:PosY:ArrayCounter | 0
| XF:06BM-BI{EM:1}EM180:FFT:PosY:ArrayCounter_RBV | 206
| XF:06BM-BI{EM:1}EM180:FFT:PosY:ArrayRate_RBV | 0
| XF:06BM-BI{EM:1}EM180:FFT:PosY:ArraySize_RBV | 0
| XF:06BM-BI{EM:1}EM180:FFT:PosY:ArraySize0_RBV | 2048
| XF:06BM-BI{EM:1}EM180:FFT:PosY:ArraySize1_RBV | 0
| XF:06BM-BI{EM:1}EM180:FFT:PosY:ArraySize2_RBV | 0
| XF:06BM-BI{EM:1}EM180:FFT:PosY:ArraySizeX_RBV | 0
| XF:06BM-BI{EM:1}EM180:FFT:PosY:ArraySizeY_RBV | 0
| XF:06BM-BI{EM:1}EM180:FFT:PosY:ArraySizeZ_RBV | 0
| XF:06BM-BI{EM:1}EM180:FFT:PosY:AsynIO | 0
| XF:06BM-BI{EM:1}EM180:FFT:PosY:BayerPattern_RBV | RGGB
| XF:06BM-BI{EM:1}EM180:FFT:PosY:BlockingCallbacks | No
| XF:06BM-BI{EM:1}EM180:FFT:PosY:BlockingCallbacks_RBV | No
| XF:06BM-BI{EM:1}EM180:FFT:PosY:ColorMode | Mono
| XF:06BM-BI{EM:1}EM180:FFT:PosY:ColorMode_RBV | Mono
| XF:06BM-BI{EM:1}EM180:FFT:PosY:DataType | UInt8
| XF:06BM-BI{EM:1}EM180:FFT:PosY:DataType_RBV | Float64
| XF:06BM-BI{EM:1}EM180:FFT:PosY:DroppedArrays | 0
| XF:06BM-BI{EM:1}EM180:FFT:PosY:DroppedArrays_RBV | 0
| XF:06BM-BI{EM:1}EM180:FFT:PosY:EnableCallbacks | Enable
| XF:06BM-BI{EM:1}EM180:FFT:PosY:EnableCallbacks_RBV | Enable
| XF:06BM-BI{EM:1}EM180:FFT:PosY:EpicsTSNsec_RBV | 0
| XF:06BM-BI{EM:1}EM180:FFT:PosY:EpicsTSSec_RBV | 0
| XF:06BM-BI{EM:1}EM180:FFT:PosY:FFTDirection | Time | to | freq.
| XF:06BM-BI{EM:1}EM180:FFT:PosY:FFTDirection_RBV | Time | to | freq.
| XF:06BM-BI{EM:1}EM180:FFT:PosY:FFTNumAverage | 1
| XF:06BM-BI{EM:1}EM180:FFT:PosY:FFTNumAverage_RBV | 1
| XF:06BM-BI{EM:1}EM180:FFT:PosY:FFTNumAveraged | 1
| XF:06BM-BI{EM:1}EM180:FFT:PosY:FFTResetAverage | Reset
| XF:06BM-BI{EM:1}EM180:FFT:PosY:FFTSuppressDC | Disable
| XF:06BM-BI{EM:1}EM180:FFT:PosY:FFTSuppressDC_RBV | Disable
| XF:06BM-BI{EM:1}EM180:FFT:PosY:FFTTimePerPoint | 0.1
| XF:06BM-BI{EM:1}EM180:FFT:PosY:FFTTimePerPoint_RBV | 0.1
| XF:06BM-BI{EM:1}EM180:FFT:PosY:FFTTimePerPointLink | 0.1
| XF:06BM-BI{EM:1}EM180:FFT:PosY:MinCallbackTime | 0
| XF:06BM-BI{EM:1}EM180:FFT:PosY:MinCallbackTime_RBV | 0
| XF:06BM-BI{EM:1}EM180:FFT:PosY:Name | PosY
| XF:06BM-BI{EM:1}EM180:FFT:PosY:NDArrayAddress | 10
| XF:06BM-BI{EM:1}EM180:FFT:PosY:NDArrayAddress_RBV | 10
| XF:06BM-BI{EM:1}EM180:FFT:PosY:NDArrayPort | TS1
| XF:06BM-BI{EM:1}EM180:FFT:PosY:NDArrayPort_RBV | TS1
| XF:06BM-BI{EM:1}EM180:FFT:PosY:NDimensions_RBV | 1
| XF:06BM-BI{EM:1}EM180:FFT:PosY:PluginType_RBV | NDPluginFFT
| XF:06BM-BI{EM:1}EM180:FFT:PosY:PoolAllocBuffers | 1
| XF:06BM-BI{EM:1}EM180:FFT:PosY:PoolFreeBuffers | 0
| XF:06BM-BI{EM:1}EM180:FFT:PosY:PoolMaxBuffers | 0
| XF:06BM-BI{EM:1}EM180:FFT:PosY:PoolMaxMem | 0
| XF:06BM-BI{EM:1}EM180:FFT:PosY:PoolUsedBuffers | 1
| XF:06BM-BI{EM:1}EM180:FFT:PosY:PoolUsedMem | 0.0078125
| XF:06BM-BI{EM:1}EM180:FFT:PosY:PortName_RBV | FFT11
| XF:06BM-BI{EM:1}EM180:FFT:PosY:QueueFree | 20
| XF:06BM-BI{EM:1}EM180:FFT:PosY:QueueFreeLow | 5
| XF:06BM-BI{EM:1}EM180:FFT:PosY:QueueSize | 20
| XF:06BM-BI{EM:1}EM180:FFT:PosY:QueueSize_RBV | 20
| XF:06BM-BI{EM:1}EM180:FFT:PosY:QueueUse | 0
| XF:06BM-BI{EM:1}EM180:FFT:PosY:QueueUseHIGH | 15
| XF:06BM-BI{EM:1}EM180:FFT:PosY:QueueUseHIHI | 20
| XF:06BM-BI{EM:1}EM180:FFT:PosY:TimeStamp_RBV | 877877000
| XF:06BM-BI{EM:1}EM180:FFT:PosY:UniqueId_RBV | 205
| XF:06BM-BI{EM:1}EM180:FFT:SumAll:ADCoreVersion_RBV | 2.5.0
| XF:06BM-BI{EM:1}EM180:FFT:SumAll:ArrayCallbacks | Enable
| XF:06BM-BI{EM:1}EM180:FFT:SumAll:ArrayCallbacks_RBV | Enable
| XF:06BM-BI{EM:1}EM180:FFT:SumAll:ArrayCounter | 0
| XF:06BM-BI{EM:1}EM180:FFT:SumAll:ArrayCounter_RBV | 206
| XF:06BM-BI{EM:1}EM180:FFT:SumAll:ArrayRate_RBV | 0
| XF:06BM-BI{EM:1}EM180:FFT:SumAll:ArraySize_RBV | 0
| XF:06BM-BI{EM:1}EM180:FFT:SumAll:ArraySize0_RBV | 2048
| XF:06BM-BI{EM:1}EM180:FFT:SumAll:ArraySize1_RBV | 0
| XF:06BM-BI{EM:1}EM180:FFT:SumAll:ArraySize2_RBV | 0
| XF:06BM-BI{EM:1}EM180:FFT:SumAll:ArraySizeX_RBV | 0
| XF:06BM-BI{EM:1}EM180:FFT:SumAll:ArraySizeY_RBV | 0
| XF:06BM-BI{EM:1}EM180:FFT:SumAll:ArraySizeZ_RBV | 0
| XF:06BM-BI{EM:1}EM180:FFT:SumAll:AsynIO | 0
| XF:06BM-BI{EM:1}EM180:FFT:SumAll:BayerPattern_RBV | RGGB
| XF:06BM-BI{EM:1}EM180:FFT:SumAll:BlockingCallbacks | No
| XF:06BM-BI{EM:1}EM180:FFT:SumAll:BlockingCallbacks_RBV | No
| XF:06BM-BI{EM:1}EM180:FFT:SumAll:ColorMode | Mono
| XF:06BM-BI{EM:1}EM180:FFT:SumAll:ColorMode_RBV | Mono
| XF:06BM-BI{EM:1}EM180:FFT:SumAll:DataType | UInt8
| XF:06BM-BI{EM:1}EM180:FFT:SumAll:DataType_RBV | Float64
| XF:06BM-BI{EM:1}EM180:FFT:SumAll:DroppedArrays | 0
| XF:06BM-BI{EM:1}EM180:FFT:SumAll:DroppedArrays_RBV | 0
| XF:06BM-BI{EM:1}EM180:FFT:SumAll:EnableCallbacks | Enable
| XF:06BM-BI{EM:1}EM180:FFT:SumAll:EnableCallbacks_RBV | Enable
| XF:06BM-BI{EM:1}EM180:FFT:SumAll:EpicsTSNsec_RBV | 0
| XF:06BM-BI{EM:1}EM180:FFT:SumAll:EpicsTSSec_RBV | 0
| XF:06BM-BI{EM:1}EM180:FFT:SumAll:FFTDirection | Time | to | freq.
| XF:06BM-BI{EM:1}EM180:FFT:SumAll:FFTDirection_RBV | Time | to | freq.
| XF:06BM-BI{EM:1}EM180:FFT:SumAll:FFTNumAverage | 1
| XF:06BM-BI{EM:1}EM180:FFT:SumAll:FFTNumAverage_RBV | 1
| XF:06BM-BI{EM:1}EM180:FFT:SumAll:FFTNumAveraged | 1
| XF:06BM-BI{EM:1}EM180:FFT:SumAll:FFTResetAverage | Reset
| XF:06BM-BI{EM:1}EM180:FFT:SumAll:FFTSuppressDC | Disable
| XF:06BM-BI{EM:1}EM180:FFT:SumAll:FFTSuppressDC_RBV | Disable
| XF:06BM-BI{EM:1}EM180:FFT:SumAll:FFTTimePerPoint | 0.1
| XF:06BM-BI{EM:1}EM180:FFT:SumAll:FFTTimePerPoint_RBV | 0.1
| XF:06BM-BI{EM:1}EM180:FFT:SumAll:FFTTimePerPointLink | 0.1
| XF:06BM-BI{EM:1}EM180:FFT:SumAll:MinCallbackTime | 0
| XF:06BM-BI{EM:1}EM180:FFT:SumAll:MinCallbackTime_RBV | 0
| XF:06BM-BI{EM:1}EM180:FFT:SumAll:Name | SumAll
| XF:06BM-BI{EM:1}EM180:FFT:SumAll:NDArrayAddress | 6
| XF:06BM-BI{EM:1}EM180:FFT:SumAll:NDArrayAddress_RBV | 6
| XF:06BM-BI{EM:1}EM180:FFT:SumAll:NDArrayPort | TS1
| XF:06BM-BI{EM:1}EM180:FFT:SumAll:NDArrayPort_RBV | TS1
| XF:06BM-BI{EM:1}EM180:FFT:SumAll:NDimensions_RBV | 1
| XF:06BM-BI{EM:1}EM180:FFT:SumAll:PluginType_RBV | NDPluginFFT
| XF:06BM-BI{EM:1}EM180:FFT:SumAll:PoolAllocBuffers | 1
| XF:06BM-BI{EM:1}EM180:FFT:SumAll:PoolFreeBuffers | 0
| XF:06BM-BI{EM:1}EM180:FFT:SumAll:PoolMaxBuffers | 0
| XF:06BM-BI{EM:1}EM180:FFT:SumAll:PoolMaxMem | 0
| XF:06BM-BI{EM:1}EM180:FFT:SumAll:PoolUsedBuffers | 1
| XF:06BM-BI{EM:1}EM180:FFT:SumAll:PoolUsedMem | 0.0078125
| XF:06BM-BI{EM:1}EM180:FFT:SumAll:PortName_RBV | FFT7
| XF:06BM-BI{EM:1}EM180:FFT:SumAll:QueueFree | 20
| XF:06BM-BI{EM:1}EM180:FFT:SumAll:QueueFreeLow | 5
| XF:06BM-BI{EM:1}EM180:FFT:SumAll:QueueSize | 20
| XF:06BM-BI{EM:1}EM180:FFT:SumAll:QueueSize_RBV | 20
| XF:06BM-BI{EM:1}EM180:FFT:SumAll:QueueUse | 0
| XF:06BM-BI{EM:1}EM180:FFT:SumAll:QueueUseHIGH | 15
| XF:06BM-BI{EM:1}EM180:FFT:SumAll:QueueUseHIHI | 20
| XF:06BM-BI{EM:1}EM180:FFT:SumAll:TimeStamp_RBV | 877877000
| XF:06BM-BI{EM:1}EM180:FFT:SumAll:UniqueId_RBV | 205
| XF:06BM-BI{EM:1}EM180:FFT:SumX:ADCoreVersion_RBV | 2.5.0
| XF:06BM-BI{EM:1}EM180:FFT:SumX:ArrayCallbacks | Enable
| XF:06BM-BI{EM:1}EM180:FFT:SumX:ArrayCallbacks_RBV | Enable
| XF:06BM-BI{EM:1}EM180:FFT:SumX:ArrayCounter | 0
| XF:06BM-BI{EM:1}EM180:FFT:SumX:ArrayCounter_RBV | 206
| XF:06BM-BI{EM:1}EM180:FFT:SumX:ArrayRate_RBV | 0
| XF:06BM-BI{EM:1}EM180:FFT:SumX:ArraySize_RBV | 0
| XF:06BM-BI{EM:1}EM180:FFT:SumX:ArraySize0_RBV | 2048
| XF:06BM-BI{EM:1}EM180:FFT:SumX:ArraySize1_RBV | 0
| XF:06BM-BI{EM:1}EM180:FFT:SumX:ArraySize2_RBV | 0
| XF:06BM-BI{EM:1}EM180:FFT:SumX:ArraySizeX_RBV | 0
| XF:06BM-BI{EM:1}EM180:FFT:SumX:ArraySizeY_RBV | 0
| XF:06BM-BI{EM:1}EM180:FFT:SumX:ArraySizeZ_RBV | 0
| XF:06BM-BI{EM:1}EM180:FFT:SumX:AsynIO | 0
| XF:06BM-BI{EM:1}EM180:FFT:SumX:BayerPattern_RBV | RGGB
| XF:06BM-BI{EM:1}EM180:FFT:SumX:BlockingCallbacks | No
| XF:06BM-BI{EM:1}EM180:FFT:SumX:BlockingCallbacks_RBV | No
| XF:06BM-BI{EM:1}EM180:FFT:SumX:ColorMode | Mono
| XF:06BM-BI{EM:1}EM180:FFT:SumX:ColorMode_RBV | Mono
| XF:06BM-BI{EM:1}EM180:FFT:SumX:DataType | UInt8
| XF:06BM-BI{EM:1}EM180:FFT:SumX:DataType_RBV | Float64
| XF:06BM-BI{EM:1}EM180:FFT:SumX:DroppedArrays | 0
| XF:06BM-BI{EM:1}EM180:FFT:SumX:DroppedArrays_RBV | 0
| XF:06BM-BI{EM:1}EM180:FFT:SumX:EnableCallbacks | Enable
| XF:06BM-BI{EM:1}EM180:FFT:SumX:EnableCallbacks_RBV | Enable
| XF:06BM-BI{EM:1}EM180:FFT:SumX:EpicsTSNsec_RBV | 0
| XF:06BM-BI{EM:1}EM180:FFT:SumX:EpicsTSSec_RBV | 0
| XF:06BM-BI{EM:1}EM180:FFT:SumX:FFTDirection | Time | to | freq.
| XF:06BM-BI{EM:1}EM180:FFT:SumX:FFTDirection_RBV | Time | to | freq.
| XF:06BM-BI{EM:1}EM180:FFT:SumX:FFTNumAverage | 1
| XF:06BM-BI{EM:1}EM180:FFT:SumX:FFTNumAverage_RBV | 1
| XF:06BM-BI{EM:1}EM180:FFT:SumX:FFTNumAveraged | 1
| XF:06BM-BI{EM:1}EM180:FFT:SumX:FFTResetAverage | Reset
| XF:06BM-BI{EM:1}EM180:FFT:SumX:FFTSuppressDC | Disable
| XF:06BM-BI{EM:1}EM180:FFT:SumX:FFTSuppressDC_RBV | Disable
| XF:06BM-BI{EM:1}EM180:FFT:SumX:FFTTimePerPoint | 0.1
| XF:06BM-BI{EM:1}EM180:FFT:SumX:FFTTimePerPoint_RBV | 0.1
| XF:06BM-BI{EM:1}EM180:FFT:SumX:FFTTimePerPointLink | 0.1
| XF:06BM-BI{EM:1}EM180:FFT:SumX:MinCallbackTime | 0
| XF:06BM-BI{EM:1}EM180:FFT:SumX:MinCallbackTime_RBV | 0
| XF:06BM-BI{EM:1}EM180:FFT:SumX:Name | SumX
| XF:06BM-BI{EM:1}EM180:FFT:SumX:NDArrayAddress | 4
| XF:06BM-BI{EM:1}EM180:FFT:SumX:NDArrayAddress_RBV | 4
| XF:06BM-BI{EM:1}EM180:FFT:SumX:NDArrayPort | TS1
| XF:06BM-BI{EM:1}EM180:FFT:SumX:NDArrayPort_RBV | TS1
| XF:06BM-BI{EM:1}EM180:FFT:SumX:NDimensions_RBV | 1
| XF:06BM-BI{EM:1}EM180:FFT:SumX:PluginType_RBV | NDPluginFFT
| XF:06BM-BI{EM:1}EM180:FFT:SumX:PoolAllocBuffers | 1
| XF:06BM-BI{EM:1}EM180:FFT:SumX:PoolFreeBuffers | 0
| XF:06BM-BI{EM:1}EM180:FFT:SumX:PoolMaxBuffers | 0
| XF:06BM-BI{EM:1}EM180:FFT:SumX:PoolMaxMem | 0
| XF:06BM-BI{EM:1}EM180:FFT:SumX:PoolUsedBuffers | 1
| XF:06BM-BI{EM:1}EM180:FFT:SumX:PoolUsedMem | 0.0078125
| XF:06BM-BI{EM:1}EM180:FFT:SumX:PortName_RBV | FFT5
| XF:06BM-BI{EM:1}EM180:FFT:SumX:QueueFree | 20
| XF:06BM-BI{EM:1}EM180:FFT:SumX:QueueFreeLow | 5
| XF:06BM-BI{EM:1}EM180:FFT:SumX:QueueSize | 20
| XF:06BM-BI{EM:1}EM180:FFT:SumX:QueueSize_RBV | 20
| XF:06BM-BI{EM:1}EM180:FFT:SumX:QueueUse | 0
| XF:06BM-BI{EM:1}EM180:FFT:SumX:QueueUseHIGH | 15
| XF:06BM-BI{EM:1}EM180:FFT:SumX:QueueUseHIHI | 20
| XF:06BM-BI{EM:1}EM180:FFT:SumX:TimeStamp_RBV | 877877000
| XF:06BM-BI{EM:1}EM180:FFT:SumX:UniqueId_RBV | 205
| XF:06BM-BI{EM:1}EM180:FFT:SumY:ADCoreVersion_RBV | 2.5.0
| XF:06BM-BI{EM:1}EM180:FFT:SumY:ArrayCallbacks | Enable
| XF:06BM-BI{EM:1}EM180:FFT:SumY:ArrayCallbacks_RBV | Enable
| XF:06BM-BI{EM:1}EM180:FFT:SumY:ArrayCounter | 0
| XF:06BM-BI{EM:1}EM180:FFT:SumY:ArrayCounter_RBV | 206
| XF:06BM-BI{EM:1}EM180:FFT:SumY:ArrayRate_RBV | 0
| XF:06BM-BI{EM:1}EM180:FFT:SumY:ArraySize_RBV | 0
| XF:06BM-BI{EM:1}EM180:FFT:SumY:ArraySize0_RBV | 2048
| XF:06BM-BI{EM:1}EM180:FFT:SumY:ArraySize1_RBV | 0
| XF:06BM-BI{EM:1}EM180:FFT:SumY:ArraySize2_RBV | 0
| XF:06BM-BI{EM:1}EM180:FFT:SumY:ArraySizeX_RBV | 0
| XF:06BM-BI{EM:1}EM180:FFT:SumY:ArraySizeY_RBV | 0
| XF:06BM-BI{EM:1}EM180:FFT:SumY:ArraySizeZ_RBV | 0
| XF:06BM-BI{EM:1}EM180:FFT:SumY:AsynIO | 0
| XF:06BM-BI{EM:1}EM180:FFT:SumY:BayerPattern_RBV | RGGB
| XF:06BM-BI{EM:1}EM180:FFT:SumY:BlockingCallbacks | No
| XF:06BM-BI{EM:1}EM180:FFT:SumY:BlockingCallbacks_RBV | No
| XF:06BM-BI{EM:1}EM180:FFT:SumY:ColorMode | Mono
| XF:06BM-BI{EM:1}EM180:FFT:SumY:ColorMode_RBV | Mono
| XF:06BM-BI{EM:1}EM180:FFT:SumY:DataType | UInt8
| XF:06BM-BI{EM:1}EM180:FFT:SumY:DataType_RBV | Float64
| XF:06BM-BI{EM:1}EM180:FFT:SumY:DroppedArrays | 0
| XF:06BM-BI{EM:1}EM180:FFT:SumY:DroppedArrays_RBV | 0
| XF:06BM-BI{EM:1}EM180:FFT:SumY:EnableCallbacks | Enable
| XF:06BM-BI{EM:1}EM180:FFT:SumY:EnableCallbacks_RBV | Enable
| XF:06BM-BI{EM:1}EM180:FFT:SumY:EpicsTSNsec_RBV | 0
| XF:06BM-BI{EM:1}EM180:FFT:SumY:EpicsTSSec_RBV | 0
| XF:06BM-BI{EM:1}EM180:FFT:SumY:FFTDirection | Time | to | freq.
| XF:06BM-BI{EM:1}EM180:FFT:SumY:FFTDirection_RBV | Time | to | freq.
| XF:06BM-BI{EM:1}EM180:FFT:SumY:FFTNumAverage | 1
| XF:06BM-BI{EM:1}EM180:FFT:SumY:FFTNumAverage_RBV | 1
| XF:06BM-BI{EM:1}EM180:FFT:SumY:FFTNumAveraged | 1
| XF:06BM-BI{EM:1}EM180:FFT:SumY:FFTResetAverage | Reset
| XF:06BM-BI{EM:1}EM180:FFT:SumY:FFTSuppressDC | Disable
| XF:06BM-BI{EM:1}EM180:FFT:SumY:FFTSuppressDC_RBV | Disable
| XF:06BM-BI{EM:1}EM180:FFT:SumY:FFTTimePerPoint | 0.1
| XF:06BM-BI{EM:1}EM180:FFT:SumY:FFTTimePerPoint_RBV | 0.1
| XF:06BM-BI{EM:1}EM180:FFT:SumY:FFTTimePerPointLink | 0.1
| XF:06BM-BI{EM:1}EM180:FFT:SumY:MinCallbackTime | 0
| XF:06BM-BI{EM:1}EM180:FFT:SumY:MinCallbackTime_RBV | 0
| XF:06BM-BI{EM:1}EM180:FFT:SumY:Name | SumY
| XF:06BM-BI{EM:1}EM180:FFT:SumY:NDArrayAddress | 5
| XF:06BM-BI{EM:1}EM180:FFT:SumY:NDArrayAddress_RBV | 5
| XF:06BM-BI{EM:1}EM180:FFT:SumY:NDArrayPort | TS1
| XF:06BM-BI{EM:1}EM180:FFT:SumY:NDArrayPort_RBV | TS1
| XF:06BM-BI{EM:1}EM180:FFT:SumY:NDimensions_RBV | 1
| XF:06BM-BI{EM:1}EM180:FFT:SumY:PluginType_RBV | NDPluginFFT
| XF:06BM-BI{EM:1}EM180:FFT:SumY:PoolAllocBuffers | 1
| XF:06BM-BI{EM:1}EM180:FFT:SumY:PoolFreeBuffers | 0
| XF:06BM-BI{EM:1}EM180:FFT:SumY:PoolMaxBuffers | 0
| XF:06BM-BI{EM:1}EM180:FFT:SumY:PoolMaxMem | 0
| XF:06BM-BI{EM:1}EM180:FFT:SumY:PoolUsedBuffers | 1
| XF:06BM-BI{EM:1}EM180:FFT:SumY:PoolUsedMem | 0.0078125
| XF:06BM-BI{EM:1}EM180:FFT:SumY:PortName_RBV | FFT6
| XF:06BM-BI{EM:1}EM180:FFT:SumY:QueueFree | 20
| XF:06BM-BI{EM:1}EM180:FFT:SumY:QueueFreeLow | 5
| XF:06BM-BI{EM:1}EM180:FFT:SumY:QueueSize | 20
| XF:06BM-BI{EM:1}EM180:FFT:SumY:QueueSize_RBV | 20
| XF:06BM-BI{EM:1}EM180:FFT:SumY:QueueUse | 0
| XF:06BM-BI{EM:1}EM180:FFT:SumY:QueueUseHIGH | 15
| XF:06BM-BI{EM:1}EM180:FFT:SumY:QueueUseHIHI | 20
| XF:06BM-BI{EM:1}EM180:FFT:SumY:TimeStamp_RBV | 877877000
| XF:06BM-BI{EM:1}EM180:FFT:SumY:UniqueId_RBV | 205
| XF:06BM-BI{EM:1}EM180:Geometry | Diamond
| XF:06BM-BI{EM:1}EM180:Geometry_RBV | Diamond
| XF:06BM-BI{EM:1}EM180:HVIReadback | 0
| XF:06BM-BI{EM:1}EM180:HVSReadback | Off
| XF:06BM-BI{EM:1}EM180:HVVReadback | 0
| XF:06BM-BI{EM:1}EM180:image1:ADCoreVersion_RBV | 2.5.0
| XF:06BM-BI{EM:1}EM180:image1:ArrayCallbacks | Disable
| XF:06BM-BI{EM:1}EM180:image1:ArrayCallbacks_RBV | Disable
| XF:06BM-BI{EM:1}EM180:image1:ArrayCounter | 0
| XF:06BM-BI{EM:1}EM180:image1:ArrayCounter_RBV | 46435
| XF:06BM-BI{EM:1}EM180:image1:ArrayRate_RBV | 0
| XF:06BM-BI{EM:1}EM180:image1:ArraySize_RBV | 0
| XF:06BM-BI{EM:1}EM180:image1:ArraySize0_RBV | 11
| XF:06BM-BI{EM:1}EM180:image1:ArraySize1_RBV | 125
| XF:06BM-BI{EM:1}EM180:image1:ArraySize2_RBV | 0
| XF:06BM-BI{EM:1}EM180:image1:ArraySizeX_RBV | 0
| XF:06BM-BI{EM:1}EM180:image1:ArraySizeY_RBV | 0
| XF:06BM-BI{EM:1}EM180:image1:ArraySizeZ_RBV | 0
| XF:06BM-BI{EM:1}EM180:image1:AsynIO | 0
| XF:06BM-BI{EM:1}EM180:image1:BayerPattern_RBV | RGGB
| XF:06BM-BI{EM:1}EM180:image1:BlockingCallbacks | No
| XF:06BM-BI{EM:1}EM180:image1:BlockingCallbacks_RBV | No
| XF:06BM-BI{EM:1}EM180:image1:ColorMode | Mono
| XF:06BM-BI{EM:1}EM180:image1:ColorMode_RBV | Mono
| XF:06BM-BI{EM:1}EM180:image1:DataType | UInt8
| XF:06BM-BI{EM:1}EM180:image1:DataType_RBV | Float64
| XF:06BM-BI{EM:1}EM180:image1:DroppedArrays | 0
| XF:06BM-BI{EM:1}EM180:image1:DroppedArrays_RBV | 0
| XF:06BM-BI{EM:1}EM180:image1:EnableCallbacks | Enable
| XF:06BM-BI{EM:1}EM180:image1:EnableCallbacks_RBV | Enable
| XF:06BM-BI{EM:1}EM180:image1:EpicsTSNsec_RBV | 0
| XF:06BM-BI{EM:1}EM180:image1:EpicsTSSec_RBV | 0
| XF:06BM-BI{EM:1}EM180:image1:MinCallbackTime | 0
| XF:06BM-BI{EM:1}EM180:image1:MinCallbackTime_RBV | 0
| XF:06BM-BI{EM:1}EM180:image1:NDArrayAddress | 11
| XF:06BM-BI{EM:1}EM180:image1:NDArrayAddress_RBV | 11
| XF:06BM-BI{EM:1}EM180:image1:NDArrayPort | EM180
| XF:06BM-BI{EM:1}EM180:image1:NDArrayPort_RBV | EM180
| XF:06BM-BI{EM:1}EM180:image1:NDimensions_RBV | 2
| XF:06BM-BI{EM:1}EM180:image1:PluginType_RBV | NDPluginStdArrays
| XF:06BM-BI{EM:1}EM180:image1:PoolAllocBuffers | 1
| XF:06BM-BI{EM:1}EM180:image1:PoolFreeBuffers | 1
| XF:06BM-BI{EM:1}EM180:image1:PoolMaxBuffers | 2
| XF:06BM-BI{EM:1}EM180:image1:PoolMaxMem | 0
| XF:06BM-BI{EM:1}EM180:image1:PoolUsedBuffers | 0
| XF:06BM-BI{EM:1}EM180:image1:PoolUsedMem | 0.020981
| XF:06BM-BI{EM:1}EM180:image1:PortName_RBV | Image1
| XF:06BM-BI{EM:1}EM180:image1:QueueFree | 20
| XF:06BM-BI{EM:1}EM180:image1:QueueFreeLow | 5
| XF:06BM-BI{EM:1}EM180:image1:QueueSize | 20
| XF:06BM-BI{EM:1}EM180:image1:QueueSize_RBV | 20
| XF:06BM-BI{EM:1}EM180:image1:QueueUse | 0
| XF:06BM-BI{EM:1}EM180:image1:QueueUseHIGH | 15
| XF:06BM-BI{EM:1}EM180:image1:QueueUseHIHI | 20
| XF:06BM-BI{EM:1}EM180:image1:TimeStamp_RBV | 877987000
| XF:06BM-BI{EM:1}EM180:image1:UniqueId_RBV | 46435
| XF:06BM-BI{EM:1}EM180:IntegrationTime | 0.0004
| XF:06BM-BI{EM:1}EM180:Model | NSLS_EM
| XF:06BM-BI{EM:1}EM180:netCDF1:ADCoreVersion_RBV | 2.5.0
| XF:06BM-BI{EM:1}EM180:netCDF1:ArrayCallbacks | Disable
| XF:06BM-BI{EM:1}EM180:netCDF1:ArrayCallbacks_RBV | Disable
| XF:06BM-BI{EM:1}EM180:netCDF1:ArrayCounter | 0
| XF:06BM-BI{EM:1}EM180:netCDF1:ArrayCounter_RBV | 0
| XF:06BM-BI{EM:1}EM180:netCDF1:ArrayRate_RBV | 0
| XF:06BM-BI{EM:1}EM180:netCDF1:ArraySize_RBV | 0
| XF:06BM-BI{EM:1}EM180:netCDF1:ArraySize0_RBV | 11
| XF:06BM-BI{EM:1}EM180:netCDF1:ArraySize1_RBV | 125
| XF:06BM-BI{EM:1}EM180:netCDF1:ArraySize2_RBV | 0
| XF:06BM-BI{EM:1}EM180:netCDF1:ArraySizeX_RBV | 0
| XF:06BM-BI{EM:1}EM180:netCDF1:ArraySizeY_RBV | 0
| XF:06BM-BI{EM:1}EM180:netCDF1:ArraySizeZ_RBV | 0
| XF:06BM-BI{EM:1}EM180:netCDF1:AsynIO | 0
| XF:06BM-BI{EM:1}EM180:netCDF1:AutoIncrement | No
| XF:06BM-BI{EM:1}EM180:netCDF1:AutoIncrement_RBV | No
| XF:06BM-BI{EM:1}EM180:netCDF1:AutoSave | No
| XF:06BM-BI{EM:1}EM180:netCDF1:AutoSave_RBV | No
| XF:06BM-BI{EM:1}EM180:netCDF1:BayerPattern_RBV | RGGB
| XF:06BM-BI{EM:1}EM180:netCDF1:BlockingCallbacks | No
| XF:06BM-BI{EM:1}EM180:netCDF1:BlockingCallbacks_RBV | No
| XF:06BM-BI{EM:1}EM180:netCDF1:Capture | Done
| XF:06BM-BI{EM:1}EM180:netCDF1:Capture_RBV | Done
| XF:06BM-BI{EM:1}EM180:netCDF1:ColorMode | Mono
| XF:06BM-BI{EM:1}EM180:netCDF1:ColorMode_RBV | Mono
| XF:06BM-BI{EM:1}EM180:netCDF1:CreateDirectory | 0
| XF:06BM-BI{EM:1}EM180:netCDF1:CreateDirectory_RBV | 0
| XF:06BM-BI{EM:1}EM180:netCDF1:DataType | UInt8
| XF:06BM-BI{EM:1}EM180:netCDF1:DataType_RBV | Float64
| XF:06BM-BI{EM:1}EM180:netCDF1:DeleteDriverFile | No
| XF:06BM-BI{EM:1}EM180:netCDF1:DeleteDriverFile_RBV | No
| XF:06BM-BI{EM:1}EM180:netCDF1:DroppedArrays | 0
| XF:06BM-BI{EM:1}EM180:netCDF1:DroppedArrays_RBV | 0
| XF:06BM-BI{EM:1}EM180:netCDF1:EnableCallbacks | Enable
| XF:06BM-BI{EM:1}EM180:netCDF1:EnableCallbacks_RBV | Enable
| XF:06BM-BI{EM:1}EM180:netCDF1:EpicsTSNsec_RBV | 0
| XF:06BM-BI{EM:1}EM180:netCDF1:EpicsTSSec_RBV | 0
| XF:06BM-BI{EM:1}EM180:netCDF1:FileFormat | netCDF
| XF:06BM-BI{EM:1}EM180:netCDF1:FileFormat_RBV | netCDF
| XF:06BM-BI{EM:1}EM180:netCDF1:FileNumber | 0
| XF:06BM-BI{EM:1}EM180:netCDF1:FileNumber_RBV | 0
| XF:06BM-BI{EM:1}EM180:netCDF1:FilePathExists_RBV | No
| XF:06BM-BI{EM:1}EM180:netCDF1:FileWriteMode | Single
| XF:06BM-BI{EM:1}EM180:netCDF1:FileWriteMode_RBV | Single
| XF:06BM-BI{EM:1}EM180:netCDF1:LazyOpen | No
| XF:06BM-BI{EM:1}EM180:netCDF1:LazyOpen_RBV | No
| XF:06BM-BI{EM:1}EM180:netCDF1:MinCallbackTime | 0
| XF:06BM-BI{EM:1}EM180:netCDF1:MinCallbackTime_RBV | 0
| XF:06BM-BI{EM:1}EM180:netCDF1:NDArrayAddress | 11
| XF:06BM-BI{EM:1}EM180:netCDF1:NDArrayAddress_RBV | 11
| XF:06BM-BI{EM:1}EM180:netCDF1:NDArrayPort | EM180
| XF:06BM-BI{EM:1}EM180:netCDF1:NDArrayPort_RBV | EM180
| XF:06BM-BI{EM:1}EM180:netCDF1:NDimensions_RBV | 2
| XF:06BM-BI{EM:1}EM180:netCDF1:NumCapture | 1
| XF:06BM-BI{EM:1}EM180:netCDF1:NumCapture_RBV | 1
| XF:06BM-BI{EM:1}EM180:netCDF1:NumCaptured_RBV | 0
| XF:06BM-BI{EM:1}EM180:netCDF1:PluginType_RBV | NDFileNetCDF
| XF:06BM-BI{EM:1}EM180:netCDF1:PoolAllocBuffers | 0
| XF:06BM-BI{EM:1}EM180:netCDF1:PoolFreeBuffers | 0
| XF:06BM-BI{EM:1}EM180:netCDF1:PoolMaxBuffers | 2
| XF:06BM-BI{EM:1}EM180:netCDF1:PoolMaxMem | 0
| XF:06BM-BI{EM:1}EM180:netCDF1:PoolUsedBuffers | 0
| XF:06BM-BI{EM:1}EM180:netCDF1:PoolUsedMem | 0
| XF:06BM-BI{EM:1}EM180:netCDF1:PortName_RBV | FileNetCDF1
| XF:06BM-BI{EM:1}EM180:netCDF1:QueueFree | 20
| XF:06BM-BI{EM:1}EM180:netCDF1:QueueFreeLow | 5
| XF:06BM-BI{EM:1}EM180:netCDF1:QueueSize | 20
| XF:06BM-BI{EM:1}EM180:netCDF1:QueueSize_RBV | 20
| XF:06BM-BI{EM:1}EM180:netCDF1:QueueUse | 0
| XF:06BM-BI{EM:1}EM180:netCDF1:QueueUseHIGH | 15
| XF:06BM-BI{EM:1}EM180:netCDF1:QueueUseHIHI | 20
| XF:06BM-BI{EM:1}EM180:netCDF1:ReadFile | Done
| XF:06BM-BI{EM:1}EM180:netCDF1:ReadFile_RBV | Done
XF:06BM-BI{EM:1}EM180:netCDF1:TempSuffix
XF:06BM-BI{EM:1}EM180:netCDF1:TempSuffix_RBV
| XF:06BM-BI{EM:1}EM180:netCDF1:TimeStamp_RBV | 877987000
| XF:06BM-BI{EM:1}EM180:netCDF1:UniqueId_RBV | 46435
| XF:06BM-BI{EM:1}EM180:netCDF1:WriteFile | Done
| XF:06BM-BI{EM:1}EM180:netCDF1:WriteFile_RBV | Done
| XF:06BM-BI{EM:1}EM180:netCDF1:WriteStatus | Write | OK
| XF:06BM-BI{EM:1}EM180:NumAcquire | 1
| XF:06BM-BI{EM:1}EM180:NumAcquire_RBV | 1
| XF:06BM-BI{EM:1}EM180:NumAcquired | 245
| XF:06BM-BI{EM:1}EM180:NumAverage_RBV | 125
| XF:06BM-BI{EM:1}EM180:NumAveraged_RBV | 125
| XF:06BM-BI{EM:1}EM180:NumChannels | 4
| XF:06BM-BI{EM:1}EM180:NumChannels_RBV | 4
| XF:06BM-BI{EM:1}EM180:PingPong | Phase | 0
| XF:06BM-BI{EM:1}EM180:PingPong_RBV | Phase | 0
| XF:06BM-BI{EM:1}EM180:PositionOffsetX | 0
| XF:06BM-BI{EM:1}EM180:PositionOffsetY | 0
| XF:06BM-BI{EM:1}EM180:PositionPrecFanoutX | 0
| XF:06BM-BI{EM:1}EM180:PositionPrecFanoutY | 0
| XF:06BM-BI{EM:1}EM180:PositionPrecX | 0
| XF:06BM-BI{EM:1}EM180:PositionPrecY | 0
| XF:06BM-BI{EM:1}EM180:PositionScaleX | 1000000
| XF:06BM-BI{EM:1}EM180:PositionScaleY | 1000000
| XF:06BM-BI{EM:1}EM180:PosX:ADCoreVersion_RBV | 2.5.0
| XF:06BM-BI{EM:1}EM180:PosX:ArrayCallbacks | Enable
| XF:06BM-BI{EM:1}EM180:PosX:ArrayCallbacks_RBV | Enable
| XF:06BM-BI{EM:1}EM180:PosX:ArrayCounter | 0
| XF:06BM-BI{EM:1}EM180:PosX:ArrayCounter_RBV | 46435
| XF:06BM-BI{EM:1}EM180:PosX:ArrayRate_RBV | 0
| XF:06BM-BI{EM:1}EM180:PosX:ArraySize_RBV | 0
| XF:06BM-BI{EM:1}EM180:PosX:ArraySize0_RBV | 125
| XF:06BM-BI{EM:1}EM180:PosX:ArraySize1_RBV | 0
| XF:06BM-BI{EM:1}EM180:PosX:ArraySize2_RBV | 0
| XF:06BM-BI{EM:1}EM180:PosX:ArraySizeX_RBV | 0
| XF:06BM-BI{EM:1}EM180:PosX:ArraySizeY_RBV | 0
| XF:06BM-BI{EM:1}EM180:PosX:ArraySizeZ_RBV | 0
| XF:06BM-BI{EM:1}EM180:PosX:AsynIO | 0
| XF:06BM-BI{EM:1}EM180:PosX:BayerPattern_RBV | RGGB
| XF:06BM-BI{EM:1}EM180:PosX:BgdWidth | 1
| XF:06BM-BI{EM:1}EM180:PosX:BgdWidth_RBV | 1
| XF:06BM-BI{EM:1}EM180:PosX:BlockingCallbacks | No
| XF:06BM-BI{EM:1}EM180:PosX:BlockingCallbacks_RBV | No
| XF:06BM-BI{EM:1}EM180:PosX:CentroidThreshold | 1
| XF:06BM-BI{EM:1}EM180:PosX:CentroidThreshold_RBV | 1
| XF:06BM-BI{EM:1}EM180:PosX:CentroidX | 0
| XF:06BM-BI{EM:1}EM180:PosX:CentroidX_RBV | 0
| XF:06BM-BI{EM:1}EM180:PosX:CentroidY | 0
| XF:06BM-BI{EM:1}EM180:PosX:CentroidY_RBV | 0
| XF:06BM-BI{EM:1}EM180:PosX:ColorMode | Mono
| XF:06BM-BI{EM:1}EM180:PosX:ColorMode_RBV | Mono
| XF:06BM-BI{EM:1}EM180:PosX:ComputeCentroid | No
| XF:06BM-BI{EM:1}EM180:PosX:ComputeCentroid_RBV | No
| XF:06BM-BI{EM:1}EM180:PosX:ComputeHistogram | No
| XF:06BM-BI{EM:1}EM180:PosX:ComputeHistogram_RBV | No
| XF:06BM-BI{EM:1}EM180:PosX:ComputeProfiles | No
| XF:06BM-BI{EM:1}EM180:PosX:ComputeProfiles_RBV | No
| XF:06BM-BI{EM:1}EM180:PosX:ComputeStatistics | Yes
| XF:06BM-BI{EM:1}EM180:PosX:ComputeStatistics_RBV | Yes
| XF:06BM-BI{EM:1}EM180:PosX:CursorX | 256
| XF:06BM-BI{EM:1}EM180:PosX:CursorX_RBV | 256
| XF:06BM-BI{EM:1}EM180:PosX:CursorY | 256
| XF:06BM-BI{EM:1}EM180:PosX:CursorY_RBV | 256
| XF:06BM-BI{EM:1}EM180:PosX:DataType | UInt8
| XF:06BM-BI{EM:1}EM180:PosX:DataType_RBV | Float64
| XF:06BM-BI{EM:1}EM180:PosX:DroppedArrays | 0
| XF:06BM-BI{EM:1}EM180:PosX:DroppedArrays_RBV | 0
| XF:06BM-BI{EM:1}EM180:PosX:EnableCallbacks | Enable
| XF:06BM-BI{EM:1}EM180:PosX:EnableCallbacks_RBV | Enable
| XF:06BM-BI{EM:1}EM180:PosX:EpicsTSNsec_RBV | 0
| XF:06BM-BI{EM:1}EM180:PosX:EpicsTSSec_RBV | 0
| XF:06BM-BI{EM:1}EM180:PosX:HistEntropy | 0
| XF:06BM-BI{EM:1}EM180:PosX:HistEntropy_RBV | 0
| XF:06BM-BI{EM:1}EM180:PosX:HistMax | 255
| XF:06BM-BI{EM:1}EM180:PosX:HistMax_RBV | 255
| XF:06BM-BI{EM:1}EM180:PosX:HistMin | 0
| XF:06BM-BI{EM:1}EM180:PosX:HistMin_RBV | 0
| XF:06BM-BI{EM:1}EM180:PosX:HistSize | 256
| XF:06BM-BI{EM:1}EM180:PosX:HistSize_RBV | 256
| XF:06BM-BI{EM:1}EM180:PosX:MaxSizeX | 125
| XF:06BM-BI{EM:1}EM180:PosX:MaxSizeY | 1
| XF:06BM-BI{EM:1}EM180:PosX:MaxValue | 0
| XF:06BM-BI{EM:1}EM180:PosX:MaxValue_RBV | 274137
| XF:06BM-BI{EM:1}EM180:PosX:MaxX | 0
| XF:06BM-BI{EM:1}EM180:PosX:MaxX_RBV | 91
| XF:06BM-BI{EM:1}EM180:PosX:MaxY | 0
| XF:06BM-BI{EM:1}EM180:PosX:MaxY_RBV | 0
| XF:06BM-BI{EM:1}EM180:PosX:MeanValue | 0
| XF:06BM-BI{EM:1}EM180:PosX:MeanValue_RBV | 273582
| XF:06BM-BI{EM:1}EM180:PosX:MinCallbackTime | 0
| XF:06BM-BI{EM:1}EM180:PosX:MinCallbackTime_RBV | 0
| XF:06BM-BI{EM:1}EM180:PosX:MinValue | 0
| XF:06BM-BI{EM:1}EM180:PosX:MinValue_RBV | 273172
| XF:06BM-BI{EM:1}EM180:PosX:MinX | 0
| XF:06BM-BI{EM:1}EM180:PosX:MinX_RBV | 2
| XF:06BM-BI{EM:1}EM180:PosX:MinY | 0
| XF:06BM-BI{EM:1}EM180:PosX:MinY_RBV | 0
| XF:06BM-BI{EM:1}EM180:PosX:NDArrayAddress | 9
| XF:06BM-BI{EM:1}EM180:PosX:NDArrayAddress_RBV | 9
| XF:06BM-BI{EM:1}EM180:PosX:NDArrayPort | EM180
| XF:06BM-BI{EM:1}EM180:PosX:NDArrayPort_RBV | EM180
| XF:06BM-BI{EM:1}EM180:PosX:NDimensions_RBV | 1
| XF:06BM-BI{EM:1}EM180:PosX:Net | 0
| XF:06BM-BI{EM:1}EM180:PosX:Net_RBV | 2974.48
| XF:06BM-BI{EM:1}EM180:PosX:PluginType_RBV | NDPluginStats
| XF:06BM-BI{EM:1}EM180:PosX:PoolAllocBuffers | 2
| XF:06BM-BI{EM:1}EM180:PosX:PoolFreeBuffers | 1
| XF:06BM-BI{EM:1}EM180:PosX:PoolMaxBuffers | 0
| XF:06BM-BI{EM:1}EM180:PosX:PoolMaxMem | 0
| XF:06BM-BI{EM:1}EM180:PosX:PoolUsedBuffers | 1
| XF:06BM-BI{EM:1}EM180:PosX:PoolUsedMem | 0.0038147
| XF:06BM-BI{EM:1}EM180:PosX:PortName_RBV | STATS10
| XF:06BM-BI{EM:1}EM180:PosX:ProfileSizeX_RBV | 125
| XF:06BM-BI{EM:1}EM180:PosX:ProfileSizeY_RBV | 1
| XF:06BM-BI{EM:1}EM180:PosX:QueueFree | 20
| XF:06BM-BI{EM:1}EM180:PosX:QueueFreeLow | 5
| XF:06BM-BI{EM:1}EM180:PosX:QueueSize | 20
| XF:06BM-BI{EM:1}EM180:PosX:QueueSize_RBV | 20
| XF:06BM-BI{EM:1}EM180:PosX:QueueUse | 0
| XF:06BM-BI{EM:1}EM180:PosX:QueueUseHIGH | 15
| XF:06BM-BI{EM:1}EM180:PosX:QueueUseHIHI | 20
| XF:06BM-BI{EM:1}EM180:PosX:Reset | 0
| XF:06BM-BI{EM:1}EM180:PosX:Reset1 | 0
| XF:06BM-BI{EM:1}EM180:PosX:SetXHOPR | 125
| XF:06BM-BI{EM:1}EM180:PosX:SetYHOPR | 1
| XF:06BM-BI{EM:1}EM180:PosX:Sigma_RBV | 171.072
| XF:06BM-BI{EM:1}EM180:PosX:SigmaValue | 0
| XF:06BM-BI{EM:1}EM180:PosX:SigmaX | 0
| XF:06BM-BI{EM:1}EM180:PosX:SigmaX_RBV | 0
| XF:06BM-BI{EM:1}EM180:PosX:SigmaXY | 0
| XF:06BM-BI{EM:1}EM180:PosX:SigmaXY_RBV | 0
| XF:06BM-BI{EM:1}EM180:PosX:SigmaY | 0
| XF:06BM-BI{EM:1}EM180:PosX:SigmaY_RBV | 0
| XF:06BM-BI{EM:1}EM180:PosX:TimeStamp_RBV | 877987000
| XF:06BM-BI{EM:1}EM180:PosX:Total | 0
| XF:06BM-BI{EM:1}EM180:PosX:Total_RBV | 34197800
| XF:06BM-BI{EM:1}EM180:PosX:TSAcquiring | Done
| XF:06BM-BI{EM:1}EM180:PosX:TSControl | Erase/Start
| XF:06BM-BI{EM:1}EM180:PosX:TSCurrentPoint | 0
| XF:06BM-BI{EM:1}EM180:PosX:TSNumPoints | 1000
| XF:06BM-BI{EM:1}EM180:PosX:TSRead | 3
| XF:06BM-BI{EM:1}EM180:PosX:UniqueId_RBV | 46435
| XF:06BM-BI{EM:1}EM180:PosY:ADCoreVersion_RBV | 2.5.0
| XF:06BM-BI{EM:1}EM180:PosY:ArrayCallbacks | Enable
| XF:06BM-BI{EM:1}EM180:PosY:ArrayCallbacks_RBV | Enable
| XF:06BM-BI{EM:1}EM180:PosY:ArrayCounter | 0
| XF:06BM-BI{EM:1}EM180:PosY:ArrayCounter_RBV | 46435
| XF:06BM-BI{EM:1}EM180:PosY:ArrayRate_RBV | 0
| XF:06BM-BI{EM:1}EM180:PosY:ArraySize_RBV | 0
| XF:06BM-BI{EM:1}EM180:PosY:ArraySize0_RBV | 125
| XF:06BM-BI{EM:1}EM180:PosY:ArraySize1_RBV | 0
| XF:06BM-BI{EM:1}EM180:PosY:ArraySize2_RBV | 0
| XF:06BM-BI{EM:1}EM180:PosY:ArraySizeX_RBV | 0
| XF:06BM-BI{EM:1}EM180:PosY:ArraySizeY_RBV | 0
| XF:06BM-BI{EM:1}EM180:PosY:ArraySizeZ_RBV | 0
| XF:06BM-BI{EM:1}EM180:PosY:AsynIO | 0
| XF:06BM-BI{EM:1}EM180:PosY:BayerPattern_RBV | RGGB
| XF:06BM-BI{EM:1}EM180:PosY:BgdWidth | 1
| XF:06BM-BI{EM:1}EM180:PosY:BgdWidth_RBV | 1
| XF:06BM-BI{EM:1}EM180:PosY:BlockingCallbacks | No
| XF:06BM-BI{EM:1}EM180:PosY:BlockingCallbacks_RBV | No
| XF:06BM-BI{EM:1}EM180:PosY:CentroidThreshold | 1
| XF:06BM-BI{EM:1}EM180:PosY:CentroidThreshold_RBV | 1
| XF:06BM-BI{EM:1}EM180:PosY:CentroidX | 0
| XF:06BM-BI{EM:1}EM180:PosY:CentroidX_RBV | 0
| XF:06BM-BI{EM:1}EM180:PosY:CentroidY | 0
| XF:06BM-BI{EM:1}EM180:PosY:CentroidY_RBV | 0
| XF:06BM-BI{EM:1}EM180:PosY:ColorMode | Mono
| XF:06BM-BI{EM:1}EM180:PosY:ColorMode_RBV | Mono
| XF:06BM-BI{EM:1}EM180:PosY:ComputeCentroid | No
| XF:06BM-BI{EM:1}EM180:PosY:ComputeCentroid_RBV | No
| XF:06BM-BI{EM:1}EM180:PosY:ComputeHistogram | No
| XF:06BM-BI{EM:1}EM180:PosY:ComputeHistogram_RBV | No
| XF:06BM-BI{EM:1}EM180:PosY:ComputeProfiles | No
| XF:06BM-BI{EM:1}EM180:PosY:ComputeProfiles_RBV | No
| XF:06BM-BI{EM:1}EM180:PosY:ComputeStatistics | Yes
| XF:06BM-BI{EM:1}EM180:PosY:ComputeStatistics_RBV | Yes
| XF:06BM-BI{EM:1}EM180:PosY:CursorX | 256
| XF:06BM-BI{EM:1}EM180:PosY:CursorX_RBV | 256
| XF:06BM-BI{EM:1}EM180:PosY:CursorY | 256
| XF:06BM-BI{EM:1}EM180:PosY:CursorY_RBV | 256
| XF:06BM-BI{EM:1}EM180:PosY:DataType | UInt8
| XF:06BM-BI{EM:1}EM180:PosY:DataType_RBV | Float64
| XF:06BM-BI{EM:1}EM180:PosY:DroppedArrays | 0
| XF:06BM-BI{EM:1}EM180:PosY:DroppedArrays_RBV | 0
| XF:06BM-BI{EM:1}EM180:PosY:EnableCallbacks | Enable
| XF:06BM-BI{EM:1}EM180:PosY:EnableCallbacks_RBV | Enable
| XF:06BM-BI{EM:1}EM180:PosY:EpicsTSNsec_RBV | 0
| XF:06BM-BI{EM:1}EM180:PosY:EpicsTSSec_RBV | 0
| XF:06BM-BI{EM:1}EM180:PosY:HistEntropy | 0
| XF:06BM-BI{EM:1}EM180:PosY:HistEntropy_RBV | 0
| XF:06BM-BI{EM:1}EM180:PosY:HistMax | 255
| XF:06BM-BI{EM:1}EM180:PosY:HistMax_RBV | 255
| XF:06BM-BI{EM:1}EM180:PosY:HistMin | 0
| XF:06BM-BI{EM:1}EM180:PosY:HistMin_RBV | 0
| XF:06BM-BI{EM:1}EM180:PosY:HistSize | 256
| XF:06BM-BI{EM:1}EM180:PosY:HistSize_RBV | 256
| XF:06BM-BI{EM:1}EM180:PosY:MaxSizeX | 125
| XF:06BM-BI{EM:1}EM180:PosY:MaxSizeY | 1
| XF:06BM-BI{EM:1}EM180:PosY:MaxValue | 0
| XF:06BM-BI{EM:1}EM180:PosY:MaxValue_RBV | 12147700
| XF:06BM-BI{EM:1}EM180:PosY:MaxX | 0
| XF:06BM-BI{EM:1}EM180:PosY:MaxX_RBV | 20
| XF:06BM-BI{EM:1}EM180:PosY:MaxY | 0
| XF:06BM-BI{EM:1}EM180:PosY:MaxY_RBV | 0
| XF:06BM-BI{EM:1}EM180:PosY:MeanValue | 0
| XF:06BM-BI{EM:1}EM180:PosY:MeanValue_RBV | -108259
| XF:06BM-BI{EM:1}EM180:PosY:MinCallbackTime | 0
| XF:06BM-BI{EM:1}EM180:PosY:MinCallbackTime_RBV | 0
| XF:06BM-BI{EM:1}EM180:PosY:MinValue | 0
| XF:06BM-BI{EM:1}EM180:PosY:MinValue_RBV | -7098040
| XF:06BM-BI{EM:1}EM180:PosY:MinX | 0
| XF:06BM-BI{EM:1}EM180:PosY:MinX_RBV | 23
| XF:06BM-BI{EM:1}EM180:PosY:MinY | 0
| XF:06BM-BI{EM:1}EM180:PosY:MinY_RBV | 0
| XF:06BM-BI{EM:1}EM180:PosY:NDArrayAddress | 10
| XF:06BM-BI{EM:1}EM180:PosY:NDArrayAddress_RBV | 10
| XF:06BM-BI{EM:1}EM180:PosY:NDArrayPort | EM180
| XF:06BM-BI{EM:1}EM180:PosY:NDArrayPort_RBV | EM180
| XF:06BM-BI{EM:1}EM180:PosY:NDimensions_RBV | 1
| XF:06BM-BI{EM:1}EM180:PosY:Net | 0
| XF:06BM-BI{EM:1}EM180:PosY:Net_RBV | 4465690
| XF:06BM-BI{EM:1}EM180:PosY:PluginType_RBV | NDPluginStats
| XF:06BM-BI{EM:1}EM180:PosY:PoolAllocBuffers | 2
| XF:06BM-BI{EM:1}EM180:PosY:PoolFreeBuffers | 1
| XF:06BM-BI{EM:1}EM180:PosY:PoolMaxBuffers | 0
| XF:06BM-BI{EM:1}EM180:PosY:PoolMaxMem | 0
| XF:06BM-BI{EM:1}EM180:PosY:PoolUsedBuffers | 1
| XF:06BM-BI{EM:1}EM180:PosY:PoolUsedMem | 0.0038147
| XF:06BM-BI{EM:1}EM180:PosY:PortName_RBV | STATS11
| XF:06BM-BI{EM:1}EM180:PosY:ProfileSizeX_RBV | 125
| XF:06BM-BI{EM:1}EM180:PosY:ProfileSizeY_RBV | 1
| XF:06BM-BI{EM:1}EM180:PosY:QueueFree | 20
| XF:06BM-BI{EM:1}EM180:PosY:QueueFreeLow | 5
| XF:06BM-BI{EM:1}EM180:PosY:QueueSize | 20
| XF:06BM-BI{EM:1}EM180:PosY:QueueSize_RBV | 20
| XF:06BM-BI{EM:1}EM180:PosY:QueueUse | 0
| XF:06BM-BI{EM:1}EM180:PosY:QueueUseHIGH | 15
| XF:06BM-BI{EM:1}EM180:PosY:QueueUseHIHI | 20
| XF:06BM-BI{EM:1}EM180:PosY:Reset | 0
| XF:06BM-BI{EM:1}EM180:PosY:Reset1 | 0
| XF:06BM-BI{EM:1}EM180:PosY:SetXHOPR | 125
| XF:06BM-BI{EM:1}EM180:PosY:SetYHOPR | 1
| XF:06BM-BI{EM:1}EM180:PosY:Sigma_RBV | 1999640
| XF:06BM-BI{EM:1}EM180:PosY:SigmaValue | 0
| XF:06BM-BI{EM:1}EM180:PosY:SigmaX | 0
| XF:06BM-BI{EM:1}EM180:PosY:SigmaX_RBV | 0
| XF:06BM-BI{EM:1}EM180:PosY:SigmaXY | 0
| XF:06BM-BI{EM:1}EM180:PosY:SigmaXY_RBV | 0
| XF:06BM-BI{EM:1}EM180:PosY:SigmaY | 0
| XF:06BM-BI{EM:1}EM180:PosY:SigmaY_RBV | 0
| XF:06BM-BI{EM:1}EM180:PosY:TimeStamp_RBV | 877987000
| XF:06BM-BI{EM:1}EM180:PosY:Total | 0
| XF:06BM-BI{EM:1}EM180:PosY:Total_RBV | -13532400
| XF:06BM-BI{EM:1}EM180:PosY:TSAcquiring | Done
| XF:06BM-BI{EM:1}EM180:PosY:TSControl | Erase/Start
| XF:06BM-BI{EM:1}EM180:PosY:TSCurrentPoint | 0
| XF:06BM-BI{EM:1}EM180:PosY:TSNumPoints | 1000
| XF:06BM-BI{EM:1}EM180:PosY:TSRead | 3
| XF:06BM-BI{EM:1}EM180:PosY:UniqueId_RBV | 46435
| XF:06BM-BI{EM:1}EM180:Range | 350 | pC
| XF:06BM-BI{EM:1}EM180:ReadData | Done
| XF:06BM-BI{EM:1}EM180:ReadFormat | Binary
| XF:06BM-BI{EM:1}EM180:ReadFormat_RBV | Binary
XF:06BM-BI{EM:1}EM180:ReadStatus
XF:06BM-BI{EM:1}EM180:Reset
| XF:06BM-BI{EM:1}EM180:Resolution | 16 | bits
| XF:06BM-BI{EM:1}EM180:Resolution_RBV | 16 | bits
| XF:06BM-BI{EM:1}EM180:RingOverflows | 0
| XF:06BM-BI{EM:1}EM180:SampleTime_RBV | 0.004
| XF:06BM-BI{EM:1}EM180:SumAll:ADCoreVersion_RBV | 2.5.0
| XF:06BM-BI{EM:1}EM180:SumAll:ArrayCallbacks | Enable
| XF:06BM-BI{EM:1}EM180:SumAll:ArrayCallbacks_RBV | Enable
| XF:06BM-BI{EM:1}EM180:SumAll:ArrayCounter | 0
| XF:06BM-BI{EM:1}EM180:SumAll:ArrayCounter_RBV | 46435
| XF:06BM-BI{EM:1}EM180:SumAll:ArrayRate_RBV | 0
| XF:06BM-BI{EM:1}EM180:SumAll:ArraySize_RBV | 0
| XF:06BM-BI{EM:1}EM180:SumAll:ArraySize0_RBV | 125
| XF:06BM-BI{EM:1}EM180:SumAll:ArraySize1_RBV | 0
| XF:06BM-BI{EM:1}EM180:SumAll:ArraySize2_RBV | 0
| XF:06BM-BI{EM:1}EM180:SumAll:ArraySizeX_RBV | 0
| XF:06BM-BI{EM:1}EM180:SumAll:ArraySizeY_RBV | 0
| XF:06BM-BI{EM:1}EM180:SumAll:ArraySizeZ_RBV | 0
| XF:06BM-BI{EM:1}EM180:SumAll:AsynIO | 0
| XF:06BM-BI{EM:1}EM180:SumAll:BayerPattern_RBV | RGGB
| XF:06BM-BI{EM:1}EM180:SumAll:BgdWidth | 1
| XF:06BM-BI{EM:1}EM180:SumAll:BgdWidth_RBV | 1
| XF:06BM-BI{EM:1}EM180:SumAll:BlockingCallbacks | No
| XF:06BM-BI{EM:1}EM180:SumAll:BlockingCallbacks_RBV | No
| XF:06BM-BI{EM:1}EM180:SumAll:CentroidThreshold | 1
| XF:06BM-BI{EM:1}EM180:SumAll:CentroidThreshold_RBV | 1
| XF:06BM-BI{EM:1}EM180:SumAll:CentroidX | 0
| XF:06BM-BI{EM:1}EM180:SumAll:CentroidX_RBV | 0
| XF:06BM-BI{EM:1}EM180:SumAll:CentroidY | 0
| XF:06BM-BI{EM:1}EM180:SumAll:CentroidY_RBV | 0
| XF:06BM-BI{EM:1}EM180:SumAll:ColorMode | Mono
| XF:06BM-BI{EM:1}EM180:SumAll:ColorMode_RBV | Mono
| XF:06BM-BI{EM:1}EM180:SumAll:ComputeCentroid | No
| XF:06BM-BI{EM:1}EM180:SumAll:ComputeCentroid_RBV | No
| XF:06BM-BI{EM:1}EM180:SumAll:ComputeHistogram | No
| XF:06BM-BI{EM:1}EM180:SumAll:ComputeHistogram_RBV | No
| XF:06BM-BI{EM:1}EM180:SumAll:ComputeProfiles | No
| XF:06BM-BI{EM:1}EM180:SumAll:ComputeProfiles_RBV | No
| XF:06BM-BI{EM:1}EM180:SumAll:ComputeStatistics | Yes
| XF:06BM-BI{EM:1}EM180:SumAll:ComputeStatistics_RBV | Yes
| XF:06BM-BI{EM:1}EM180:SumAll:CursorX | 256
| XF:06BM-BI{EM:1}EM180:SumAll:CursorX_RBV | 256
| XF:06BM-BI{EM:1}EM180:SumAll:CursorY | 256
| XF:06BM-BI{EM:1}EM180:SumAll:CursorY_RBV | 256
| XF:06BM-BI{EM:1}EM180:SumAll:DataType | UInt8
| XF:06BM-BI{EM:1}EM180:SumAll:DataType_RBV | Float64
| XF:06BM-BI{EM:1}EM180:SumAll:DroppedArrays | 0
| XF:06BM-BI{EM:1}EM180:SumAll:DroppedArrays_RBV | 0
| XF:06BM-BI{EM:1}EM180:SumAll:EnableCallbacks | Enable
| XF:06BM-BI{EM:1}EM180:SumAll:EnableCallbacks_RBV | Enable
| XF:06BM-BI{EM:1}EM180:SumAll:EpicsTSNsec_RBV | 0
| XF:06BM-BI{EM:1}EM180:SumAll:EpicsTSSec_RBV | 0
| XF:06BM-BI{EM:1}EM180:SumAll:HistEntropy | 0
| XF:06BM-BI{EM:1}EM180:SumAll:HistEntropy_RBV | 0
| XF:06BM-BI{EM:1}EM180:SumAll:HistMax | 255
| XF:06BM-BI{EM:1}EM180:SumAll:HistMax_RBV | 255
| XF:06BM-BI{EM:1}EM180:SumAll:HistMin | 0
| XF:06BM-BI{EM:1}EM180:SumAll:HistMin_RBV | 0
| XF:06BM-BI{EM:1}EM180:SumAll:HistSize | 256
| XF:06BM-BI{EM:1}EM180:SumAll:HistSize_RBV | 256
| XF:06BM-BI{EM:1}EM180:SumAll:MaxSizeX | 125
| XF:06BM-BI{EM:1}EM180:SumAll:MaxSizeY | 1
| XF:06BM-BI{EM:1}EM180:SumAll:MaxValue | 0
| XF:06BM-BI{EM:1}EM180:SumAll:MaxValue_RBV | 4.3727e-07
| XF:06BM-BI{EM:1}EM180:SumAll:MaxX | 0
| XF:06BM-BI{EM:1}EM180:SumAll:MaxX_RBV | 51
| XF:06BM-BI{EM:1}EM180:SumAll:MaxY | 0
| XF:06BM-BI{EM:1}EM180:SumAll:MaxY_RBV | 0
| XF:06BM-BI{EM:1}EM180:SumAll:MeanValue | 0
| XF:06BM-BI{EM:1}EM180:SumAll:MeanValue_RBV | 4.3588e-07
| XF:06BM-BI{EM:1}EM180:SumAll:MinCallbackTime | 0
| XF:06BM-BI{EM:1}EM180:SumAll:MinCallbackTime_RBV | 0
| XF:06BM-BI{EM:1}EM180:SumAll:MinValue | 0
| XF:06BM-BI{EM:1}EM180:SumAll:MinValue_RBV | 4.3458e-07
| XF:06BM-BI{EM:1}EM180:SumAll:MinX | 0
| XF:06BM-BI{EM:1}EM180:SumAll:MinX_RBV | 56
| XF:06BM-BI{EM:1}EM180:SumAll:MinY | 0
| XF:06BM-BI{EM:1}EM180:SumAll:MinY_RBV | 0
| XF:06BM-BI{EM:1}EM180:SumAll:NDArrayAddress | 6
| XF:06BM-BI{EM:1}EM180:SumAll:NDArrayAddress_RBV | 6
| XF:06BM-BI{EM:1}EM180:SumAll:NDArrayPort | EM180
| XF:06BM-BI{EM:1}EM180:SumAll:NDArrayPort_RBV | EM180
| XF:06BM-BI{EM:1}EM180:SumAll:NDimensions_RBV | 1
| XF:06BM-BI{EM:1}EM180:SumAll:Net | 0
| XF:06BM-BI{EM:1}EM180:SumAll:Net_RBV | 9.1508e-09
| XF:06BM-BI{EM:1}EM180:SumAll:PluginType_RBV | NDPluginStats
| XF:06BM-BI{EM:1}EM180:SumAll:PoolAllocBuffers | 2
| XF:06BM-BI{EM:1}EM180:SumAll:PoolFreeBuffers | 1
| XF:06BM-BI{EM:1}EM180:SumAll:PoolMaxBuffers | 0
| XF:06BM-BI{EM:1}EM180:SumAll:PoolMaxMem | 0
| XF:06BM-BI{EM:1}EM180:SumAll:PoolUsedBuffers | 1
| XF:06BM-BI{EM:1}EM180:SumAll:PoolUsedMem | 0.0038147
| XF:06BM-BI{EM:1}EM180:SumAll:PortName_RBV | STATS7
| XF:06BM-BI{EM:1}EM180:SumAll:ProfileSizeX_RBV | 125
| XF:06BM-BI{EM:1}EM180:SumAll:ProfileSizeY_RBV | 1
| XF:06BM-BI{EM:1}EM180:SumAll:QueueFree | 20
| XF:06BM-BI{EM:1}EM180:SumAll:QueueFreeLow | 5
| XF:06BM-BI{EM:1}EM180:SumAll:QueueSize | 20
| XF:06BM-BI{EM:1}EM180:SumAll:QueueSize_RBV | 20
| XF:06BM-BI{EM:1}EM180:SumAll:QueueUse | 0
| XF:06BM-BI{EM:1}EM180:SumAll:QueueUseHIGH | 15
| XF:06BM-BI{EM:1}EM180:SumAll:QueueUseHIHI | 20
| XF:06BM-BI{EM:1}EM180:SumAll:Reset | 0
| XF:06BM-BI{EM:1}EM180:SumAll:Reset1 | 0
| XF:06BM-BI{EM:1}EM180:SumAll:SetXHOPR | 125
| XF:06BM-BI{EM:1}EM180:SumAll:SetYHOPR | 1
| XF:06BM-BI{EM:1}EM180:SumAll:Sigma_RBV | 6.4512e-10
| XF:06BM-BI{EM:1}EM180:SumAll:SigmaValue | 0
| XF:06BM-BI{EM:1}EM180:SumAll:SigmaX | 0
| XF:06BM-BI{EM:1}EM180:SumAll:SigmaX_RBV | 0
| XF:06BM-BI{EM:1}EM180:SumAll:SigmaXY | 0
| XF:06BM-BI{EM:1}EM180:SumAll:SigmaXY_RBV | 0
| XF:06BM-BI{EM:1}EM180:SumAll:SigmaY | 0
| XF:06BM-BI{EM:1}EM180:SumAll:SigmaY_RBV | 0
| XF:06BM-BI{EM:1}EM180:SumAll:TimeStamp_RBV | 877987000
| XF:06BM-BI{EM:1}EM180:SumAll:Total | 0
| XF:06BM-BI{EM:1}EM180:SumAll:Total_RBV | 5.4485e-05
| XF:06BM-BI{EM:1}EM180:SumAll:TSAcquiring | Done
| XF:06BM-BI{EM:1}EM180:SumAll:TSControl | Erase/Start
| XF:06BM-BI{EM:1}EM180:SumAll:TSCurrentPoint | 0
| XF:06BM-BI{EM:1}EM180:SumAll:TSNumPoints | 1000
| XF:06BM-BI{EM:1}EM180:SumAll:TSRead | 3
| XF:06BM-BI{EM:1}EM180:SumAll:UniqueId_RBV | 46435
| XF:06BM-BI{EM:1}EM180:SumX:ADCoreVersion_RBV | 2.5.0
| XF:06BM-BI{EM:1}EM180:SumX:ArrayCallbacks | Enable
| XF:06BM-BI{EM:1}EM180:SumX:ArrayCallbacks_RBV | Enable
| XF:06BM-BI{EM:1}EM180:SumX:ArrayCounter | 0
| XF:06BM-BI{EM:1}EM180:SumX:ArrayCounter_RBV | 46435
| XF:06BM-BI{EM:1}EM180:SumX:ArrayRate_RBV | 0
| XF:06BM-BI{EM:1}EM180:SumX:ArraySize_RBV | 0
| XF:06BM-BI{EM:1}EM180:SumX:ArraySize0_RBV | 125
| XF:06BM-BI{EM:1}EM180:SumX:ArraySize1_RBV | 0
| XF:06BM-BI{EM:1}EM180:SumX:ArraySize2_RBV | 0
| XF:06BM-BI{EM:1}EM180:SumX:ArraySizeX_RBV | 0
| XF:06BM-BI{EM:1}EM180:SumX:ArraySizeY_RBV | 0
| XF:06BM-BI{EM:1}EM180:SumX:ArraySizeZ_RBV | 0
| XF:06BM-BI{EM:1}EM180:SumX:AsynIO | 0
| XF:06BM-BI{EM:1}EM180:SumX:BayerPattern_RBV | RGGB
| XF:06BM-BI{EM:1}EM180:SumX:BgdWidth | 1
| XF:06BM-BI{EM:1}EM180:SumX:BgdWidth_RBV | 1
| XF:06BM-BI{EM:1}EM180:SumX:BlockingCallbacks | No
| XF:06BM-BI{EM:1}EM180:SumX:BlockingCallbacks_RBV | No
| XF:06BM-BI{EM:1}EM180:SumX:CentroidThreshold | 1
| XF:06BM-BI{EM:1}EM180:SumX:CentroidThreshold_RBV | 1
| XF:06BM-BI{EM:1}EM180:SumX:CentroidX | 0
| XF:06BM-BI{EM:1}EM180:SumX:CentroidX_RBV | 0
| XF:06BM-BI{EM:1}EM180:SumX:CentroidY | 0
| XF:06BM-BI{EM:1}EM180:SumX:CentroidY_RBV | 0
| XF:06BM-BI{EM:1}EM180:SumX:ColorMode | Mono
| XF:06BM-BI{EM:1}EM180:SumX:ColorMode_RBV | Mono
| XF:06BM-BI{EM:1}EM180:SumX:ComputeCentroid | No
| XF:06BM-BI{EM:1}EM180:SumX:ComputeCentroid_RBV | No
| XF:06BM-BI{EM:1}EM180:SumX:ComputeHistogram | No
| XF:06BM-BI{EM:1}EM180:SumX:ComputeHistogram_RBV | No
| XF:06BM-BI{EM:1}EM180:SumX:ComputeProfiles | No
| XF:06BM-BI{EM:1}EM180:SumX:ComputeProfiles_RBV | No
| XF:06BM-BI{EM:1}EM180:SumX:ComputeStatistics | Yes
| XF:06BM-BI{EM:1}EM180:SumX:ComputeStatistics_RBV | Yes
| XF:06BM-BI{EM:1}EM180:SumX:CursorX | 256
| XF:06BM-BI{EM:1}EM180:SumX:CursorX_RBV | 256
| XF:06BM-BI{EM:1}EM180:SumX:CursorY | 256
| XF:06BM-BI{EM:1}EM180:SumX:CursorY_RBV | 256
| XF:06BM-BI{EM:1}EM180:SumX:DataType | UInt8
| XF:06BM-BI{EM:1}EM180:SumX:DataType_RBV | Float64
| XF:06BM-BI{EM:1}EM180:SumX:DroppedArrays | 0
| XF:06BM-BI{EM:1}EM180:SumX:DroppedArrays_RBV | 0
| XF:06BM-BI{EM:1}EM180:SumX:EnableCallbacks | Enable
| XF:06BM-BI{EM:1}EM180:SumX:EnableCallbacks_RBV | Enable
| XF:06BM-BI{EM:1}EM180:SumX:EpicsTSNsec_RBV | 0
| XF:06BM-BI{EM:1}EM180:SumX:EpicsTSSec_RBV | 0
| XF:06BM-BI{EM:1}EM180:SumX:HistEntropy | 0
| XF:06BM-BI{EM:1}EM180:SumX:HistEntropy_RBV | 0
| XF:06BM-BI{EM:1}EM180:SumX:HistMax | 255
| XF:06BM-BI{EM:1}EM180:SumX:HistMax_RBV | 255
| XF:06BM-BI{EM:1}EM180:SumX:HistMin | 0
| XF:06BM-BI{EM:1}EM180:SumX:HistMin_RBV | 0
| XF:06BM-BI{EM:1}EM180:SumX:HistSize | 256
| XF:06BM-BI{EM:1}EM180:SumX:HistSize_RBV | 256
| XF:06BM-BI{EM:1}EM180:SumX:MaxSizeX | 125
| XF:06BM-BI{EM:1}EM180:SumX:MaxSizeY | 1
| XF:06BM-BI{EM:1}EM180:SumX:MaxValue | 0
| XF:06BM-BI{EM:1}EM180:SumX:MaxValue_RBV | 4.3727e-07
| XF:06BM-BI{EM:1}EM180:SumX:MaxX | 0
| XF:06BM-BI{EM:1}EM180:SumX:MaxX_RBV | 51
| XF:06BM-BI{EM:1}EM180:SumX:MaxY | 0
| XF:06BM-BI{EM:1}EM180:SumX:MaxY_RBV | 0
| XF:06BM-BI{EM:1}EM180:SumX:MeanValue | 0
| XF:06BM-BI{EM:1}EM180:SumX:MeanValue_RBV | 4.3588e-07
| XF:06BM-BI{EM:1}EM180:SumX:MinCallbackTime | 0
| XF:06BM-BI{EM:1}EM180:SumX:MinCallbackTime_RBV | 0
| XF:06BM-BI{EM:1}EM180:SumX:MinValue | 0
| XF:06BM-BI{EM:1}EM180:SumX:MinValue_RBV | 4.3458e-07
| XF:06BM-BI{EM:1}EM180:SumX:MinX | 0
| XF:06BM-BI{EM:1}EM180:SumX:MinX_RBV | 123
| XF:06BM-BI{EM:1}EM180:SumX:MinY | 0
| XF:06BM-BI{EM:1}EM180:SumX:MinY_RBV | 0
| XF:06BM-BI{EM:1}EM180:SumX:NDArrayAddress | 4
| XF:06BM-BI{EM:1}EM180:SumX:NDArrayAddress_RBV | 4
| XF:06BM-BI{EM:1}EM180:SumX:NDArrayPort | EM180
| XF:06BM-BI{EM:1}EM180:SumX:NDArrayPort_RBV | EM180
| XF:06BM-BI{EM:1}EM180:SumX:NDimensions_RBV | 1
| XF:06BM-BI{EM:1}EM180:SumX:Net | 0
| XF:06BM-BI{EM:1}EM180:SumX:Net_RBV | 8.3803e-09
| XF:06BM-BI{EM:1}EM180:SumX:PluginType_RBV | NDPluginStats
| XF:06BM-BI{EM:1}EM180:SumX:PoolAllocBuffers | 2
| XF:06BM-BI{EM:1}EM180:SumX:PoolFreeBuffers | 1
| XF:06BM-BI{EM:1}EM180:SumX:PoolMaxBuffers | 0
| XF:06BM-BI{EM:1}EM180:SumX:PoolMaxMem | 0
| XF:06BM-BI{EM:1}EM180:SumX:PoolUsedBuffers | 1
| XF:06BM-BI{EM:1}EM180:SumX:PoolUsedMem | 0.0038147
| XF:06BM-BI{EM:1}EM180:SumX:PortName_RBV | STATS5
| XF:06BM-BI{EM:1}EM180:SumX:ProfileSizeX_RBV | 125
| XF:06BM-BI{EM:1}EM180:SumX:ProfileSizeY_RBV | 1
| XF:06BM-BI{EM:1}EM180:SumX:QueueFree | 20
| XF:06BM-BI{EM:1}EM180:SumX:QueueFreeLow | 5
| XF:06BM-BI{EM:1}EM180:SumX:QueueSize | 20
| XF:06BM-BI{EM:1}EM180:SumX:QueueSize_RBV | 20
| XF:06BM-BI{EM:1}EM180:SumX:QueueUse | 0
| XF:06BM-BI{EM:1}EM180:SumX:QueueUseHIGH | 15
| XF:06BM-BI{EM:1}EM180:SumX:QueueUseHIHI | 20
| XF:06BM-BI{EM:1}EM180:SumX:Reset | 0
| XF:06BM-BI{EM:1}EM180:SumX:Reset1 | 0
| XF:06BM-BI{EM:1}EM180:SumX:SetXHOPR | 125
| XF:06BM-BI{EM:1}EM180:SumX:SetYHOPR | 1
| XF:06BM-BI{EM:1}EM180:SumX:Sigma_RBV | 6.45e-10
| XF:06BM-BI{EM:1}EM180:SumX:SigmaValue | 0
| XF:06BM-BI{EM:1}EM180:SumX:SigmaX | 0
| XF:06BM-BI{EM:1}EM180:SumX:SigmaX_RBV | 0
| XF:06BM-BI{EM:1}EM180:SumX:SigmaXY | 0
| XF:06BM-BI{EM:1}EM180:SumX:SigmaXY_RBV | 0
| XF:06BM-BI{EM:1}EM180:SumX:SigmaY | 0
| XF:06BM-BI{EM:1}EM180:SumX:SigmaY_RBV | 0
| XF:06BM-BI{EM:1}EM180:SumX:TimeStamp_RBV | 877987000
| XF:06BM-BI{EM:1}EM180:SumX:Total | 0
| XF:06BM-BI{EM:1}EM180:SumX:Total_RBV | 5.4485e-05
| XF:06BM-BI{EM:1}EM180:SumX:TSAcquiring | Done
| XF:06BM-BI{EM:1}EM180:SumX:TSControl | Erase/Start
| XF:06BM-BI{EM:1}EM180:SumX:TSCurrentPoint | 0
| XF:06BM-BI{EM:1}EM180:SumX:TSNumPoints | 1000
| XF:06BM-BI{EM:1}EM180:SumX:TSRead | 3
| XF:06BM-BI{EM:1}EM180:SumX:UniqueId_RBV | 46435
| XF:06BM-BI{EM:1}EM180:SumY:ADCoreVersion_RBV | 2.5.0
| XF:06BM-BI{EM:1}EM180:SumY:ArrayCallbacks | Enable
| XF:06BM-BI{EM:1}EM180:SumY:ArrayCallbacks_RBV | Enable
| XF:06BM-BI{EM:1}EM180:SumY:ArrayCounter | 0
| XF:06BM-BI{EM:1}EM180:SumY:ArrayCounter_RBV | 46435
| XF:06BM-BI{EM:1}EM180:SumY:ArrayRate_RBV | 0
| XF:06BM-BI{EM:1}EM180:SumY:ArraySize_RBV | 0
| XF:06BM-BI{EM:1}EM180:SumY:ArraySize0_RBV | 125
| XF:06BM-BI{EM:1}EM180:SumY:ArraySize1_RBV | 0
| XF:06BM-BI{EM:1}EM180:SumY:ArraySize2_RBV | 0
| XF:06BM-BI{EM:1}EM180:SumY:ArraySizeX_RBV | 0
| XF:06BM-BI{EM:1}EM180:SumY:ArraySizeY_RBV | 0
| XF:06BM-BI{EM:1}EM180:SumY:ArraySizeZ_RBV | 0
| XF:06BM-BI{EM:1}EM180:SumY:AsynIO | 0
| XF:06BM-BI{EM:1}EM180:SumY:BayerPattern_RBV | RGGB
| XF:06BM-BI{EM:1}EM180:SumY:BgdWidth | 1
| XF:06BM-BI{EM:1}EM180:SumY:BgdWidth_RBV | 1
| XF:06BM-BI{EM:1}EM180:SumY:BlockingCallbacks | No
| XF:06BM-BI{EM:1}EM180:SumY:BlockingCallbacks_RBV | No
| XF:06BM-BI{EM:1}EM180:SumY:CentroidThreshold | 1
| XF:06BM-BI{EM:1}EM180:SumY:CentroidThreshold_RBV | 1
| XF:06BM-BI{EM:1}EM180:SumY:CentroidX | 0
| XF:06BM-BI{EM:1}EM180:SumY:CentroidX_RBV | 0
| XF:06BM-BI{EM:1}EM180:SumY:CentroidY | 0
| XF:06BM-BI{EM:1}EM180:SumY:CentroidY_RBV | 0
| XF:06BM-BI{EM:1}EM180:SumY:ColorMode | Mono
| XF:06BM-BI{EM:1}EM180:SumY:ColorMode_RBV | Mono
| XF:06BM-BI{EM:1}EM180:SumY:ComputeCentroid | No
| XF:06BM-BI{EM:1}EM180:SumY:ComputeCentroid_RBV | No
| XF:06BM-BI{EM:1}EM180:SumY:ComputeHistogram | No
| XF:06BM-BI{EM:1}EM180:SumY:ComputeHistogram_RBV | No
| XF:06BM-BI{EM:1}EM180:SumY:ComputeProfiles | No
| XF:06BM-BI{EM:1}EM180:SumY:ComputeProfiles_RBV | No
| XF:06BM-BI{EM:1}EM180:SumY:ComputeStatistics | Yes
| XF:06BM-BI{EM:1}EM180:SumY:ComputeStatistics_RBV | Yes
| XF:06BM-BI{EM:1}EM180:SumY:CursorX | 256
| XF:06BM-BI{EM:1}EM180:SumY:CursorX_RBV | 256
| XF:06BM-BI{EM:1}EM180:SumY:CursorY | 256
| XF:06BM-BI{EM:1}EM180:SumY:CursorY_RBV | 256
| XF:06BM-BI{EM:1}EM180:SumY:DataType | UInt8
| XF:06BM-BI{EM:1}EM180:SumY:DataType_RBV | Float64
| XF:06BM-BI{EM:1}EM180:SumY:DroppedArrays | 0
| XF:06BM-BI{EM:1}EM180:SumY:DroppedArrays_RBV | 0
| XF:06BM-BI{EM:1}EM180:SumY:EnableCallbacks | Enable
| XF:06BM-BI{EM:1}EM180:SumY:EnableCallbacks_RBV | Enable
| XF:06BM-BI{EM:1}EM180:SumY:EpicsTSNsec_RBV | 0
| XF:06BM-BI{EM:1}EM180:SumY:EpicsTSSec_RBV | 0
| XF:06BM-BI{EM:1}EM180:SumY:HistEntropy | 0
| XF:06BM-BI{EM:1}EM180:SumY:HistEntropy_RBV | 0
| XF:06BM-BI{EM:1}EM180:SumY:HistMax | 255
| XF:06BM-BI{EM:1}EM180:SumY:HistMax_RBV | 255
| XF:06BM-BI{EM:1}EM180:SumY:HistMin | 0
| XF:06BM-BI{EM:1}EM180:SumY:HistMin_RBV | 0
| XF:06BM-BI{EM:1}EM180:SumY:HistSize | 256
| XF:06BM-BI{EM:1}EM180:SumY:HistSize_RBV | 256
| XF:06BM-BI{EM:1}EM180:SumY:MaxSizeX | 125
| XF:06BM-BI{EM:1}EM180:SumY:MaxSizeY | 1
| XF:06BM-BI{EM:1}EM180:SumY:MaxValue | 0
| XF:06BM-BI{EM:1}EM180:SumY:MaxValue_RBV | 1.0545e-11
| XF:06BM-BI{EM:1}EM180:SumY:MaxX | 0
| XF:06BM-BI{EM:1}EM180:SumY:MaxX_RBV | 44
| XF:06BM-BI{EM:1}EM180:SumY:MaxY | 0
| XF:06BM-BI{EM:1}EM180:SumY:MaxY_RBV | 0
| XF:06BM-BI{EM:1}EM180:SumY:MeanValue | 0
| XF:06BM-BI{EM:1}EM180:SumY:MeanValue_RBV | 1.3552e-12
| XF:06BM-BI{EM:1}EM180:SumY:MinCallbackTime | 0
| XF:06BM-BI{EM:1}EM180:SumY:MinCallbackTime_RBV | 0
| XF:06BM-BI{EM:1}EM180:SumY:MinValue | 0
| XF:06BM-BI{EM:1}EM180:SumY:MinValue_RBV | -1.065e-11
| XF:06BM-BI{EM:1}EM180:SumY:MinX | 0
| XF:06BM-BI{EM:1}EM180:SumY:MinX_RBV | 37
| XF:06BM-BI{EM:1}EM180:SumY:MinY | 0
| XF:06BM-BI{EM:1}EM180:SumY:MinY_RBV | 0
| XF:06BM-BI{EM:1}EM180:SumY:NDArrayAddress | 5
| XF:06BM-BI{EM:1}EM180:SumY:NDArrayAddress_RBV | 5
| XF:06BM-BI{EM:1}EM180:SumY:NDArrayPort | EM180
| XF:06BM-BI{EM:1}EM180:SumY:NDArrayPort_RBV | EM180
| XF:06BM-BI{EM:1}EM180:SumY:NDimensions_RBV | 1
| XF:06BM-BI{EM:1}EM180:SumY:Net | 0
| XF:06BM-BI{EM:1}EM180:SumY:Net_RBV | 7.7054e-10
| XF:06BM-BI{EM:1}EM180:SumY:PluginType_RBV | NDPluginStats
| XF:06BM-BI{EM:1}EM180:SumY:PoolAllocBuffers | 2
| XF:06BM-BI{EM:1}EM180:SumY:PoolFreeBuffers | 1
| XF:06BM-BI{EM:1}EM180:SumY:PoolMaxBuffers | 0
| XF:06BM-BI{EM:1}EM180:SumY:PoolMaxMem | 0
| XF:06BM-BI{EM:1}EM180:SumY:PoolUsedBuffers | 1
| XF:06BM-BI{EM:1}EM180:SumY:PoolUsedMem | 0.0038147
| XF:06BM-BI{EM:1}EM180:SumY:PortName_RBV | STATS6
| XF:06BM-BI{EM:1}EM180:SumY:ProfileSizeX_RBV | 125
| XF:06BM-BI{EM:1}EM180:SumY:ProfileSizeY_RBV | 1
| XF:06BM-BI{EM:1}EM180:SumY:QueueFree | 20
| XF:06BM-BI{EM:1}EM180:SumY:QueueFreeLow | 5
| XF:06BM-BI{EM:1}EM180:SumY:QueueSize | 20
| XF:06BM-BI{EM:1}EM180:SumY:QueueSize_RBV | 20
| XF:06BM-BI{EM:1}EM180:SumY:QueueUse | 0
| XF:06BM-BI{EM:1}EM180:SumY:QueueUseHIGH | 15
| XF:06BM-BI{EM:1}EM180:SumY:QueueUseHIHI | 20
| XF:06BM-BI{EM:1}EM180:SumY:Reset | 0
| XF:06BM-BI{EM:1}EM180:SumY:Reset1 | 0
| XF:06BM-BI{EM:1}EM180:SumY:SetXHOPR | 125
| XF:06BM-BI{EM:1}EM180:SumY:SetYHOPR | 1
| XF:06BM-BI{EM:1}EM180:SumY:Sigma_RBV | 4.1709e-12
| XF:06BM-BI{EM:1}EM180:SumY:SigmaValue | 0
| XF:06BM-BI{EM:1}EM180:SumY:SigmaX | 0
| XF:06BM-BI{EM:1}EM180:SumY:SigmaX_RBV | 0
| XF:06BM-BI{EM:1}EM180:SumY:SigmaXY | 0
| XF:06BM-BI{EM:1}EM180:SumY:SigmaXY_RBV | 0
| XF:06BM-BI{EM:1}EM180:SumY:SigmaY | 0
| XF:06BM-BI{EM:1}EM180:SumY:SigmaY_RBV | 0
| XF:06BM-BI{EM:1}EM180:SumY:TimeStamp_RBV | 877987000
| XF:06BM-BI{EM:1}EM180:SumY:Total | 0
| XF:06BM-BI{EM:1}EM180:SumY:Total_RBV | 1.694e-10
| XF:06BM-BI{EM:1}EM180:SumY:TSAcquiring | Done
| XF:06BM-BI{EM:1}EM180:SumY:TSControl | Erase/Start
| XF:06BM-BI{EM:1}EM180:SumY:TSCurrentPoint | 0
| XF:06BM-BI{EM:1}EM180:SumY:TSNumPoints | 1000
| XF:06BM-BI{EM:1}EM180:SumY:TSRead | 3
| XF:06BM-BI{EM:1}EM180:SumY:UniqueId_RBV | 46435
| XF:06BM-BI{EM:1}EM180:Temperature | 0
| XF:06BM-BI{EM:1}EM180:TriggerMode | Internal
| XF:06BM-BI{EM:1}EM180:TriggerMode_RBV | Internal
| XF:06BM-BI{EM:1}EM180:TriggerPolarity | Positive
| XF:06BM-BI{EM:1}EM180:TriggerPolarity_RBV | Positive
| XF:06BM-BI{EM:1}EM180:TS:ADCoreVersion_RBV | 2.5.0
| XF:06BM-BI{EM:1}EM180:TS:ArrayCallbacks | Enable
| XF:06BM-BI{EM:1}EM180:TS:ArrayCallbacks_RBV | Enable
| XF:06BM-BI{EM:1}EM180:TS:ArrayCounter | 0
| XF:06BM-BI{EM:1}EM180:TS:ArrayCounter_RBV | 46435
| XF:06BM-BI{EM:1}EM180:TS:ArrayRate_RBV | 0
| XF:06BM-BI{EM:1}EM180:TS:ArraySize_RBV | 0
| XF:06BM-BI{EM:1}EM180:TS:ArraySize0_RBV | 11
| XF:06BM-BI{EM:1}EM180:TS:ArraySize1_RBV | 125
| XF:06BM-BI{EM:1}EM180:TS:ArraySize2_RBV | 0
| XF:06BM-BI{EM:1}EM180:TS:ArraySizeX_RBV | 0
| XF:06BM-BI{EM:1}EM180:TS:ArraySizeY_RBV | 0
| XF:06BM-BI{EM:1}EM180:TS:ArraySizeZ_RBV | 0
| XF:06BM-BI{EM:1}EM180:TS:AsynIO | 0
| XF:06BM-BI{EM:1}EM180:TS:BayerPattern_RBV | RGGB
| XF:06BM-BI{EM:1}EM180:TS:BlockingCallbacks | No
| XF:06BM-BI{EM:1}EM180:TS:BlockingCallbacks_RBV | No
| XF:06BM-BI{EM:1}EM180:TS:ColorMode | Mono
| XF:06BM-BI{EM:1}EM180:TS:ColorMode_RBV | Mono
| XF:06BM-BI{EM:1}EM180:TS:Current1:Name | Current1
| XF:06BM-BI{EM:1}EM180:TS:Current2:Name | Current2
| XF:06BM-BI{EM:1}EM180:TS:Current3:Name | Current3
| XF:06BM-BI{EM:1}EM180:TS:Current4:Name | Current4
| XF:06BM-BI{EM:1}EM180:TS:DataType | UInt8
| XF:06BM-BI{EM:1}EM180:TS:DataType_RBV | Float64
| XF:06BM-BI{EM:1}EM180:TS:DiffX:Name | DiffX
| XF:06BM-BI{EM:1}EM180:TS:DiffY:Name | DiffY
| XF:06BM-BI{EM:1}EM180:TS:DroppedArrays | 0
| XF:06BM-BI{EM:1}EM180:TS:DroppedArrays_RBV | 0
| XF:06BM-BI{EM:1}EM180:TS:EnableCallbacks | Enable
| XF:06BM-BI{EM:1}EM180:TS:EnableCallbacks_RBV | Enable
| XF:06BM-BI{EM:1}EM180:TS:EpicsTSNsec_RBV | 0
| XF:06BM-BI{EM:1}EM180:TS:EpicsTSSec_RBV | 0
| XF:06BM-BI{EM:1}EM180:TS:MinCallbackTime | 0
| XF:06BM-BI{EM:1}EM180:TS:MinCallbackTime_RBV | 0
| XF:06BM-BI{EM:1}EM180:TS:NDArrayAddress | 11
| XF:06BM-BI{EM:1}EM180:TS:NDArrayAddress_RBV | 11
| XF:06BM-BI{EM:1}EM180:TS:NDArrayPort | EM180
| XF:06BM-BI{EM:1}EM180:TS:NDArrayPort_RBV | EM180
| XF:06BM-BI{EM:1}EM180:TS:NDimensions_RBV | 2
| XF:06BM-BI{EM:1}EM180:TS:PluginType_RBV | NDPluginTimeSeries
| XF:06BM-BI{EM:1}EM180:TS:PoolAllocBuffers | 13
| XF:06BM-BI{EM:1}EM180:TS:PoolFreeBuffers | 11
| XF:06BM-BI{EM:1}EM180:TS:PoolMaxBuffers | 0
| XF:06BM-BI{EM:1}EM180:TS:PoolMaxMem | 0
| XF:06BM-BI{EM:1}EM180:TS:PoolUsedBuffers | 2
| XF:06BM-BI{EM:1}EM180:TS:PoolUsedMem | 2.2344
| XF:06BM-BI{EM:1}EM180:TS:PortName_RBV | TS1
| XF:06BM-BI{EM:1}EM180:TS:PosX:Name | PosX
| XF:06BM-BI{EM:1}EM180:TS:PosY:Name | PosY
| XF:06BM-BI{EM:1}EM180:TS:QueueFree | 20
| XF:06BM-BI{EM:1}EM180:TS:QueueFreeLow | 5
| XF:06BM-BI{EM:1}EM180:TS:QueueSize | 20
| XF:06BM-BI{EM:1}EM180:TS:QueueSize_RBV | 20
| XF:06BM-BI{EM:1}EM180:TS:QueueUse | 0
| XF:06BM-BI{EM:1}EM180:TS:QueueUseHIGH | 15
| XF:06BM-BI{EM:1}EM180:TS:QueueUseHIHI | 20
| XF:06BM-BI{EM:1}EM180:TS:SumAll:Name | SumAll
| XF:06BM-BI{EM:1}EM180:TS:SumX:Name | SumX
| XF:06BM-BI{EM:1}EM180:TS:SumY:Name | SumY
| XF:06BM-BI{EM:1}EM180:TS:TimeStamp_RBV | 877987000
| XF:06BM-BI{EM:1}EM180:TS:TSAcquire | Done
| XF:06BM-BI{EM:1}EM180:TS:TSAcquireMode | Fixed | length
| XF:06BM-BI{EM:1}EM180:TS:TSAcquireMode_RBV | Fixed | length
| XF:06BM-BI{EM:1}EM180:TS:TSAcquiring | Done
| XF:06BM-BI{EM:1}EM180:TS:TSAveragingTime | 0.1
| XF:06BM-BI{EM:1}EM180:TS:TSAveragingTime_RBV | 0.1
| XF:06BM-BI{EM:1}EM180:TS:TSCurrentPoint | 2048
| XF:06BM-BI{EM:1}EM180:TS:TSElapsedTime | 205.008
| XF:06BM-BI{EM:1}EM180:TS:TSNumAverage | 25
| XF:06BM-BI{EM:1}EM180:TS:TSNumPoints | 2048
| XF:06BM-BI{EM:1}EM180:TS:TSRead | Read
| XF:06BM-BI{EM:1}EM180:TS:TSTimePerPoint | 0.004
| XF:06BM-BI{EM:1}EM180:TS:TSTimePerPoint_RBV | 0.004
| XF:06BM-BI{EM:1}EM180:TS:TSTimePerPointLink | 0.004
| XF:06BM-BI{EM:1}EM180:TS:UniqueId_RBV | 46435
| XF:06BM-BI{EM:1}EM180:ValuesPerRead | 5
| XF:06BM-BI{EM:1}EM180:ValuesPerRead_RBV | 5
| XF:06BM-BI{EM:1}IOC:ACCESS | Running
| XF:06BM-BI{EM:1}IOC:APP_DIR1 | /epics/iocs/quadEM-1
XF:06BM-BI{EM:1}IOC:APP_DIR2
| XF:06BM-BI{EM:1}IOC:CA_ADDR_LIST | 10.6.128.255
| XF:06BM-BI{EM:1}IOC:CA_AUTO_ADDR | NO
| XF:06BM-BI{EM:1}IOC:CA_BEAC_TIME | 15
| XF:06BM-BI{EM:1}IOC:CA_CLNT_CNT | 1
| XF:06BM-BI{EM:1}IOC:CA_CONN_CNT | 89
| XF:06BM-BI{EM:1}IOC:CA_CONN_TIME | 30
| XF:06BM-BI{EM:1}IOC:CA_MAX_ARRAY | 1048576
| XF:06BM-BI{EM:1}IOC:CA_RPTR_PORT | 5065
| XF:06BM-BI{EM:1}IOC:CA_SRCH_TIME | 300
| XF:06BM-BI{EM:1}IOC:CA_SRVR_PORT | 5064
| XF:06BM-BI{EM:1}IOC:CA_UPD_TIME | 15
| XF:06BM-BI{EM:1}IOC:CPU_CNT | 6
| XF:06BM-BI{EM:1}IOC:ENGINEER | softioc-quadEM-1
| XF:06BM-BI{EM:1}IOC:EPICS_VERS | EPICS | R3.14.12.3-8 | $Date: | Mon | 2012-12-01
| XF:06BM-BI{EM:1}IOC:FD_CNT | 14
| XF:06BM-BI{EM:1}IOC:FD_FREE | 1010
| XF:06BM-BI{EM:1}IOC:FD_MAX | 1024
| XF:06BM-BI{EM:1}IOC:FD_UPD_TIME | 20
| XF:06BM-BI{EM:1}IOC:GTIM_CUR_SRC | OS | Clock
| XF:06BM-BI{EM:1}IOC:GTIM_ERR_CNT | 0
| XF:06BM-BI{EM:1}IOC:GTIM_EVT_SRC | No | working | providers
| XF:06BM-BI{EM:1}IOC:GTIM_HI_SRC | OS | Clock
| XF:06BM-BI{EM:1}IOC:GTIM_RESET | Reset
| XF:06BM-BI{EM:1}IOC:GTIM_TIME | 878236000
| XF:06BM-BI{EM:1}IOC:HEARTBEAT | 359123
| XF:06BM-BI{EM:1}IOC:HOSTNAME | xf06bm-ioc1
| XF:06BM-BI{EM:1}IOC:IOC_CPU_LOAD | 0.11678
XF:06BM-BI{EM:1}IOC:IOC_LOG_INET
| XF:06BM-BI{EM:1}IOC:IOC_LOG_PORT | 7004
| XF:06BM-BI{EM:1}IOC:KERNEL_VERS | Linux | 3.2.0-4-amd64 | x86_64
| XF:06BM-BI{EM:1}IOC:LOAD | 0.11678
| XF:06BM-BI{EM:1}IOC:LOAD_UPD_TIME | 10
| XF:06BM-BI{EM:1}IOC:LOCATION | <not | available>
| XF:06BM-BI{EM:1}IOC:MEM_FREE | 32640100000
| XF:06BM-BI{EM:1}IOC:MEM_MAX | 33683000000
| XF:06BM-BI{EM:1}IOC:MEM_UPD_TIME | 10
| XF:06BM-BI{EM:1}IOC:MEM_USED | 30883800
| XF:06BM-BI{EM:1}IOC:READACF | 0
| XF:06BM-BI{EM:1}IOC:RECORD_CNT | 2876
| XF:06BM-BI{EM:1}IOC:ST_SCRIPT1 | /epics/iocs/quadEM-1/st.cmd
XF:06BM-BI{EM:1}IOC:ST_SCRIPT2
| XF:06BM-BI{EM:1}IOC:START_CNT | 1
| XF:06BM-BI{EM:1}IOC:STARTTOD | 10/26/2017 | 10:38
| XF:06BM-BI{EM:1}IOC:SUSP_TASK_CNT | 0
| XF:06BM-BI{EM:1}IOC:SYS_CPU_LOAD | 3.7203
| XF:06BM-BI{EM:1}IOC:SYSRESET | 0
| XF:06BM-BI{EM:1}IOC:SysReset | 0
| XF:06BM-BI{EM:1}IOC:TIMEZONE | CUS::360:031302:110602
| XF:06BM-BI{EM:1}IOC:TOD | 10/30/2017 | 14:25
XF:06BM-BI{EM:1}IOC:TS_NTP_INET
| XF:06BM-BI{EM:1}IOC:UPTIME | 4 | days, | 3:47
| XF:06BM-BI{EM:1}SR_0_Name | auto_settings
| XF:06BM-BI{EM:1}SR_0_State | 4
| XF:06BM-BI{EM:1}SR_0_Status | Warning
| XF:06BM-BI{EM:1}SR_0_StatusStr | 43 | values | not | saved
| XF:06BM-BI{EM:1}SR_0_Time | Mon | Oct | 30 | 14:20
| XF:06BM-BI{EM:1}SR_1_Name | Not | In | Use
| XF:06BM-BI{EM:1}SR_1_State | 0
| XF:06BM-BI{EM:1}SR_1_Status | No | Status
| XF:06BM-BI{EM:1}SR_1_StatusStr | Status | unknown
| XF:06BM-BI{EM:1}SR_1_Time | Not | yet | saved
| XF:06BM-BI{EM:1}SR_2_Name | Not | In | Use
| XF:06BM-BI{EM:1}SR_2_State | 0
| XF:06BM-BI{EM:1}SR_2_Status | No | Status
| XF:06BM-BI{EM:1}SR_2_StatusStr | Status | unknown
| XF:06BM-BI{EM:1}SR_2_Time | Not | yet | saved
| XF:06BM-BI{EM:1}SR_3_Name | Not | In | Use
| XF:06BM-BI{EM:1}SR_3_State | 0
| XF:06BM-BI{EM:1}SR_3_Status | No | Status
| XF:06BM-BI{EM:1}SR_3_StatusStr | Status | unknown
| XF:06BM-BI{EM:1}SR_3_Time | Not | yet | saved
| XF:06BM-BI{EM:1}SR_4_Name | Not | In | Use
| XF:06BM-BI{EM:1}SR_4_State | 0
| XF:06BM-BI{EM:1}SR_4_Status | No | Status
| XF:06BM-BI{EM:1}SR_4_StatusStr | Status | unknown
| XF:06BM-BI{EM:1}SR_4_Time | Not | yet | saved
| XF:06BM-BI{EM:1}SR_5_Name | Not | In | Use
| XF:06BM-BI{EM:1}SR_5_State | 0
| XF:06BM-BI{EM:1}SR_5_Status | No | Status
| XF:06BM-BI{EM:1}SR_5_StatusStr | Status | unknown
| XF:06BM-BI{EM:1}SR_5_Time | Not | yet | saved
| XF:06BM-BI{EM:1}SR_6_Name | Not | In | Use
| XF:06BM-BI{EM:1}SR_6_State | 0
| XF:06BM-BI{EM:1}SR_6_Status | No | Status
| XF:06BM-BI{EM:1}SR_6_StatusStr | Status | unknown
| XF:06BM-BI{EM:1}SR_6_Time | Not | yet | saved
| XF:06BM-BI{EM:1}SR_7_Name | Not | In | Use
| XF:06BM-BI{EM:1}SR_7_State | 0
| XF:06BM-BI{EM:1}SR_7_Status | No | Status
| XF:06BM-BI{EM:1}SR_7_StatusStr | Status | unknown
| XF:06BM-BI{EM:1}SR_7_Time | Not | yet | saved
| XF:06BM-BI{EM:1}SR_deadIfZero | 1
| XF:06BM-BI{EM:1}SR_heartbeat | 0
| XF:06BM-BI{EM:1}SR_i_am_alive | 1
| XF:06BM-BI{EM:1}SR_rebootStatus | Failure
| XF:06BM-BI{EM:1}SR_rebootStatusStr | Can\'t | open | save | file.
| XF:06BM-BI{EM:1}SR_rebootTime | Thu | Oct | 26 | 10:38
| XF:06BM-BI{EM:1}SR_recentlyStr | Wrote | \'auto_settings.sav1\'
| XF:06BM-BI{EM:1}SR_status | Warning
| XF:06BM-BI{EM:1}SR_statusStr | 43 | values | not | saved